## Start here
2770 Temple Street ¦ Internal delivery BOM
Status | Estimating BOM v1 — NOT released for fabrication or purchasing. All28receivedpages reviewed; most M/P pages raster, OCR visually checked on key plans/schedules.
Scope | 3,122 SF reconciled conditioned area;3,797 SF slab;3,912 SF roof. CMU / steel framing / TPO construction. Pool BY OTHERS.
Detail | 937 costed location/component lines; 577 purchasing groups; 85 pipe segments; 30 duct segments; 45 proposedcircuits.
Price basis | USD budget rates asof2026-10-02, Sarasota project. Published retail anchors identified; all otherprices and allinternal labor/productivity are EST allowances. No project supplier/subcontractorquotes.
Edit | BOMblueinputcolumns are editable. Quantity,materialprice,hours/unit andlaborrates drive formulas. Summary and Purchaseformula totalsrecalculate. Geometry/register descriptions remain snapshots; edit model/regenerate topropagate routechanges.
Units | LF=linearfeet;SF=squarefeet;CY=cubicyards;EA=each. Purchasequantity iswholepack-rounded. Laboruses NET installedquantity,notwaste/purchases. Laborhoursare PERSON-hours.
Cost ownership | Materialrate excludes installation. Separateinternalfullyburdened productive labor; services/equipment includes rental/testing/fee reserves. No subcontractor profit or GC markup. Supervision/admin explicitly costed.
Uncertainty | Low/high are sensitivity scenarios: eachline directcost±25–50% mostly, then10/15/25%contingency. Notconfidencebounds orcompetitivebids. Tax is7%material cashreserve,NOT invoice/statutorytaxcalculation.
Holds | RFIs tab details the open issues. Highest:fixturecoordination,large CPVC sizes/materialfamily,blank AHU,WHratings,airflow/D-01,service/loadcalculation,roofassembly,truss/wallconstruction.
Use | Review RFIs, then eachtrade BOM/route/circuit register. Consolidated Purchasegroupsrepeatcostsforprocurementview—DO NOT ADD Purchase to BOM totals. Packroundingallowsunusedstock.
Reproduce | Run .venv/bin/python tools/temple_report.py and tools/temple_validate.py fromrepo root. Model iscurated,notan automaticplanreader. See REPORT.md and METHOD.md.
Exclusions | Pool/equipment/deck/screens;land/finance;offsiteutilityupgrades;existingbuildingdemolition;deepfoundations/soilremediation;gas/LP/PV/generator/EV;ceilingfanmotors;originaldesignfees. See Exclusions.

## Budget
Trade | Materials | Person-hours | Internal labor | Equipment/services | Direct base | Direct low | Direct high
Site | 19971.04 | 300.681 | 14432.68 | 5700 | 40103.72 | 24062.23 | 56145.21
Concrete | 21414.15 | 225.016 | 11700.84 | 4880 | 37994.99 | 28496.25 | 47493.75
Masonry | 19852.55 | 446.264 | 24544.52 | 2400 | 46797.07 | 35097.83 | 58496.34
Framing | 76539.55 | 764.978 | 42073.8 | 3200 | 121813.35 | 85429.34 | 158197.36
Roofing | 39571.8 | 403.294 | 22181.17 | 550 | 62302.97 | 43639.58 | 80966.37
Openings | 98242.31 | 403.817 | 23421.45 | 0 | 121663.76 | 80571.07 | 162756.5
Finishes | 64564.38 | 1051.766 | 50484.78 | 0 | 115049.16 | 80297.02 | 149801.3
Casework | 43875 | 147.8 | 8129 | 0 | 52004 | 34566.27 | 69441.78
Plumbing | 34071.46 | 420.491 | 28593.4 | 1380 | 64044.86 | 47532.58 | 80557.28
Mechanical | 32420.19 | 311.313 | 21169.28 | 500 | 54089.47 | 39105.45 | 69073.49
Electrical | 23097.7 | 346.244 | 23544.58 | 200 | 46842.28 | 34121.66 | 59562.98
Appliances | 11050 | 5.5 | 275 | 0 | 11325 | 7361.25 | 15288.75
General | 2978.16 | 722.54 | 43352.4 | 27780 | 74110.56 | 48171.86 | 100049.26
DIRECT TOTAL | 487648.29 | 5549.704 | 313902.9 | 46590 | 848141.19 | 588452.39 | 1107830.37
Scenario | Low | Base | High
Direct cost | 588452.39 | 848141.19 | 1107830.37
Material tax cash reserve | 23629.4022 | 34135.3803 | 44641.3584
Subtotal | 612081.7922 | 882276.5703 | 1152471.7284
Contingency rate | 10% | 15% | 25%
Contingency dollars | 61208.1792 | 132341.4855 | 288117.9321
PLANNING BUDGET | 673289.9714 | 1014618.0558 | 1440589.6606
Material tax reserve % | 7%
Sensitivity scenarios, not statistically calibrated confidence intervals. The tax line is a cash allowance; fees/rentals/delivery taxes and caps are not separately modeled. No builder margin is added. Explicit general conditions, permit reserve and contingency are included.

## Labor rates
Trade | Burdened $/person-hour | Basis
Site | 48 | Estimator internal productive rate including wages/payroll burden/benefits; excludes profit. Not a verified Sarasota wage or union schedule.
Concrete | 52 | Estimator internal productive rate including wages/payroll burden/benefits; excludes profit. Not a verified Sarasota wage or union schedule.
Masonry | 55 | Estimator internal productive rate including wages/payroll burden/benefits; excludes profit. Not a verified Sarasota wage or union schedule.
Framing | 55 | Estimator internal productive rate including wages/payroll burden/benefits; excludes profit. Not a verified Sarasota wage or union schedule.
Roofing | 55 | Estimator internal productive rate including wages/payroll burden/benefits; excludes profit. Not a verified Sarasota wage or union schedule.
Openings | 58 | Estimator internal productive rate including wages/payroll burden/benefits; excludes profit. Not a verified Sarasota wage or union schedule.
Finishes | 48 | Estimator internal productive rate including wages/payroll burden/benefits; excludes profit. Not a verified Sarasota wage or union schedule.
Casework | 55 | Estimator internal productive rate including wages/payroll burden/benefits; excludes profit. Not a verified Sarasota wage or union schedule.
Plumbing | 68 | Estimator internal productive rate including wages/payroll burden/benefits; excludes profit. Not a verified Sarasota wage or union schedule.
Mechanical | 68 | Estimator internal productive rate including wages/payroll burden/benefits; excludes profit. Not a verified Sarasota wage or union schedule.
Electrical | 68 | Estimator internal productive rate including wages/payroll burden/benefits; excludes profit. Not a verified Sarasota wage or union schedule.
Appliances | 50 | Estimator internal productive rate including wages/payroll burden/benefits; excludes profit. Not a verified Sarasota wage or union schedule.
General | 60 | Estimator internal productive rate including wages/payroll burden/benefits; excludes profit. Not a verified Sarasota wage or union schedule.

## BOM
ID | Trade | Assembly / location | Item code | Component / specification | Net installed qty | Unit | Waste % | Pack multiple | Purchase qty | Material $/unit | Material $ | Person-hr / net unit | Person-hours | Labor $/hr | Labor $ | Equipment / services $ | Direct base $ | Sensitivity +/- | Direct low $ | Direct high $ | Quantity basis | Drawing source | Calculation / assumption | Price source | Release status | Order packs | Unused / waste qty | Material low $ | Material high $
B0001 | Site | Site / landscape | SILT | Silt fence installed | 300 | LF | 0% | 1 | 300 | 1.3 | 390 | 0.04 | 12 | 48 | 576 | 0 | 966 | 40% | 579.6 | 1352.4 | Provisional | A101 | 3 sides x100 ft | EST | VERIFY quantity / selection before order | 300 | 0 | 234 | 546
B0002 | Site | Site / landscape | TREEPRO | Tree protection fencing | 100 | LF | 0% | 1 | 100 | 1.4 | 140 | 0.04 | 4 | 48 | 192 | 0 | 332 | 40% | 199.2 | 464.8 | Provisional | A101 | 100 ft allowance | EST | VERIFY quantity / selection before order | 100 | 0 | 84 | 196
B0003 | Site | Site / landscape | STAKE | Survey construction layout | 1 | service | 0% | 1 | 1 | 0 | 0 | 0 | 0 | 48 | 0 | 2200 | 2200 | 40% | 1320 | 3080 | Provisional | A101 | One layout survey service | EST | VERIFY quantity / selection before order | 1 | 0 | 0 | 0
B0004 | Site | Site / landscape | CLEAR | Clear/grub footprint and staging | 5500 | SF | 0% | 1 | 5500 | 0 | 0 | 0.005 | 27.5 | 48 | 1320 | 1100 | 2420 | 40% | 1452 | 3388 | Provisional | A101 | 3797 slab plus1703 access/staging | EST | VERIFY quantity / selection before order | 5500 | 0 | 0 | 0
B0005 | Site | Site / landscape | TOPSOIL | Strip/store topsoil | 51 | CY | 0% | 1 | 51 | 0 | 0 | 0.12 | 6.12 | 48 | 293.76 | 650 | 943.76 | 40% | 566.26 | 1321.26 | Provisional | A101 | 5500 SF*3 in/27 | EST | VERIFY quantity / selection before order | 51 | 0 | 0 | 0
B0006 | Site | Site / landscape | FILL | Clean granular compacted fill delivered | 84.378 | CY | 0% | 1 | 85 | 38 | 3230 | 0.1 | 8.438 | 48 | 405.02 | 0 | 3635.02 | 40% | 2181.01 | 5089.03 | Provisional | A101 | 3797 SF*6 in/27*1.20 loose conversion | EST | VERIFY quantity / selection before order | 85 | 0.622 | 1938 | 4522
B0007 | Site | Site / landscape | COMPACT | Compact fill / plate roller rental | 3797 | SF | 0% | 1 | 3797 | 0 | 0 | 0.012 | 45.564 | 48 | 2187.07 | 850 | 3037.07 | 40% | 1822.24 | 4251.9 | Provisional | A101 | 3797 SF compaction | EST | VERIFY quantity / selection before order | 3797 | 0 | 0 | 0
B0008 | Site | Site / landscape | TESTSOIL | Density/bearing testing visits | 3 | visit | 0% | 1 | 3 | 0 | 0 | 0 | 0 | 48 | 0 | 900 | 900 | 40% | 540 | 1260 | Provisional | A101 | 3 tests/visits allowance | EST | VERIFY quantity / selection before order | 3 | 0 | 0 | 0
B0009 | Site | Site / landscape | TERMITE | Pretreat soil treatment | 3797 | SF | 0% | 1 | 3797 | 0.32 | 1215.04 | 0.004 | 15.188 | 48 | 729.02 | 0 | 1944.06 | 40% | 1166.44 | 2721.68 | Provisional | A101 | Full slab footprint; retail chemical equivalent plus internal hours | EST | VERIFY quantity / selection before order | 3797 | 0 | 729.024 | 1701.056
B0010 | Site | Site / landscape | DRIVE | Driveway pavers | 1500 | SF | 0% | 1 | 1500 | 4.5 | 6750 | 0.055 | 82.5 | 48 | 3960 | 0 | 10710 | 40% | 6426 | 14994 | Provisional | A101 | Site allowance pending dimensions; excludes pool deck | EST | VERIFY quantity / selection before order | 1500 | 0 | 4050 | 9450
B0011 | Site | Site / landscape | BASE | Paver base aggregate | 31.944 | CY | 0% | 1 | 32 | 48 | 1536 | 0.15 | 4.792 | 48 | 230.02 | 0 | 1766.02 | 40% | 1059.61 | 2472.43 | Provisional | A101 | 1500 SF*6 in*1.15 loose | EST | VERIFY quantity / selection before order | 32 | 0.056 | 921.6 | 2150.4
B0012 | Site | Site / landscape | BED | Paver bedding sand | 5.324 | CY | 0% | 1 | 6 | 55 | 330 | 0.15 | 0.799 | 48 | 38.35 | 0 | 368.35 | 40% | 221.01 | 515.69 | Provisional | A101 | 1500 SF*1 in*1.15 loose | EST | VERIFY quantity / selection before order | 6 | 0.676 | 198 | 462
B0013 | Site | Site / landscape | EDGE | Paver edge restraint | 180 | LF | 0% | 1 | 180 | 2.2 | 396 | 0.04 | 7.2 | 48 | 345.6 | 0 | 741.6 | 40% | 444.96 | 1038.24 | Provisional | A101 | Drive/walk perimeter provision | EST | VERIFY quantity / selection before order | 180 | 0 | 237.6 | 554.4
B0014 | Site | Site / landscape | PSAND | Polymeric sand | 16 | bag | 0% | 1 | 16 | 32 | 512 | 0.18 | 2.88 | 48 | 138.24 | 0 | 650.24 | 40% | 390.14 | 910.34 | Provisional | A101 | 1500 SF/100 SF per bag rounded +one | EST | VERIFY quantity / selection before order | 16 | 0 | 307.2 | 716.8
B0015 | Site | Site / landscape | SOD | Sod and preparation | 4000 | SF | 0% | 1 | 4000 | 0.65 | 2600 | 0.012 | 48 | 48 | 2304 | 0 | 4904 | 40% | 2942.4 | 6865.6 | Provisional | A101 | Lot residual allowance | EST | VERIFY quantity / selection before order | 4000 | 0 | 1560 | 3640
B0016 | Site | Site / landscape | TREE | New canopy tree | 1 | EA | 0% | 1 | 1 | 550 | 550 | 4 | 4 | 48 | 192 | 0 | 742 | 40% | 445.2 | 1038.8 | Provisional | A101 | A101 one12 ft/3 in caliper | EST | VERIFY quantity / selection before order | 1 | 0 | 330 | 770
B0017 | Site | Site / landscape | IRR | Irrigation poly lateral | 400 | LF | 0% | 1 | 400 | 0.45 | 180 | 0.025 | 10 | 48 | 480 | 0 | 660 | 40% | 396 | 924 | Provisional | A101 | 4zones*100 ft | EST | VERIFY quantity / selection before order | 400 | 0 | 108 | 252
B0018 | Site | Site / landscape | IRRHD | Irrigation heads | 24 | EA | 0% | 1 | 24 | 18 | 432 | 0.3 | 7.2 | 48 | 345.6 | 0 | 777.6 | 40% | 466.56 | 1088.64 | Provisional | A101 | 6heads*4zones | EST | VERIFY quantity / selection before order | 24 | 0 | 259.2 | 604.8
B0019 | Site | Site / landscape | IRRVAL | Irrigation zone valves | 4 | EA | 0% | 1 | 4 | 45 | 180 | 0.5 | 2 | 48 | 96 | 0 | 276 | 40% | 165.6 | 386.4 | Provisional | A101 | 4zones | EST | VERIFY quantity / selection before order | 4 | 0 | 108 | 252
B0020 | Site | Site / landscape | IRRCTL | Irrigation controller | 1 | EA | 0% | 1 | 1 | 220 | 220 | 2 | 2 | 48 | 96 | 0 | 316 | 40% | 189.6 | 442.4 | Provisional | A101 | 1controller | EST | VERIFY quantity / selection before order | 1 | 0 | 132 | 308
B0021 | Site | Site / landscape | IRRBACK | Irrigation backflow assembly | 1 | EA | 0% | 1 | 1 | 450 | 450 | 2 | 2 | 48 | 96 | 0 | 546 | 40% | 327.6 | 764.4 | Provisional | A101 | Separate irrigation protection allowance | EST | VERIFY quantity / selection before order | 1 | 0 | 270 | 630
B0022 | Site | Site / landscape | IRRWIRE | Irrigation control cable | 250 | LF | 0% | 1 | 250 | 0.32 | 80 | 0.01 | 2.5 | 48 | 120 | 0 | 200 | 40% | 120 | 280 | Provisional | A101 | One250 ft coil | EST | VERIFY quantity / selection before order | 250 | 0 | 48 | 112
B0023 | Site | Site / landscape | LANDSOIL | Landscape soil / mulch | 12 | CY | 0% | 1 | 12 | 65 | 780 | 0.5 | 6 | 48 | 288 | 0 | 1068 | 40% | 640.8 | 1495.2 | Provisional | A101 | 12CY allowance | EST | VERIFY quantity / selection before order | 12 | 0 | 468 | 1092
B0024 | Concrete | Foundations | EXC | Footing excavation | 43.111 | CY | 0% | 1 | 44 | 0 | 0 | 0.25 | 10.778 | 52 | 560.46 | 1500 | 2060.46 | 25% | 1545.35 | 2575.58 | Provisional | A104/A110 | 388 LF*2 ft*1.5 ft/27 | EST | VERIFY quantity / selection before order | 44 | 0.889 | 0 | 0
B0025 | Concrete | Foundations | FCONC | Footing concrete 3000psi | 23.951 | CY | 7% | 0.25 | 25.75 | 195 | 5021.25 | 0.75 | 17.963 | 52 | 934.08 | 0 | 5955.33 | 25% | 4466.5 | 7444.16 | Provisional | A104/A110 | (278+110)*2*10/12/27; no slab overlap | EST | VERIFY quantity / selection before order | 103 | 1.799 | 3765.9375 | 6276.5625
B0026 | Concrete | Foundations | SCONC | Slab concrete 4000psi | 47.173 | CY | 7% | 0.25 | 50.5 | 205 | 10352.5 | 1.3 | 61.325 | 52 | 3188.9 | 0 | 13541.4 | 25% | 10156.05 | 16926.75 | Provisional | A104/A110 | (3797+24)*4/12/27 | EST | VERIFY quantity / selection before order | 202 | 3.327 | 7764.375 | 12940.625
B0027 | Concrete | Foundations | FIBER | Slab synthetic fiber admixture | 47.173 | CY | 7% | 0.25 | 50.5 | 12 | 606 | 0 | 0 | 52 | 0 | 0 | 606 | 25% | 454.5 | 757.5 | Provisional | A104/A110 | Per slab concrete volume | EST | VERIFY quantity / selection before order | 202 | 3.327 | 454.5 | 757.5
B0028 | Concrete | Foundations | MESH | 6x6 W1.4 welded mesh | 3797 | SF | 10% | 750 | 4500 | 0.35 | 1575 | 0.008 | 30.376 | 52 | 1579.55 | 0 | 3154.55 | 25% | 2365.91 | 3943.19 | Provisional | A104/A110 | A110 held with fiber pending RFI | EST | VERIFY quantity / selection before order | 6 | 703 | 1181.25 | 1968.75
B0029 | Concrete | Foundations | VAPOR | 6mil vapor retarder | 3797 | SF | 15% | 2000 | 6000 | 0.065 | 390 | 0.007 | 26.579 | 52 | 1382.11 | 0 | 1772.11 | 25% | 1329.08 | 2215.14 | Provisional | A104/A110 | 6 in laps and upturns allowance | EST | VERIFY quantity / selection before order | 3 | 2203 | 292.5 | 487.5
B0030 | Concrete | Foundations | VAPTAPE | Vapor seam tape | 720 | LF | 10% | 180 | 900 | 0.08 | 72 | 0.003 | 2.16 | 52 | 112.32 | 0 | 184.32 | 25% | 138.24 | 230.4 | Provisional | A104/A110 | 6 rolls-equivalent minimum; seam estimate | EST | VERIFY quantity / selection before order | 5 | 180 | 54 | 90
B0031 | Concrete | Foundations | FORM | 2x10 footing/slab form lumber | 556 | LF | 5% | 16 | 592 | 1.7 | 1006.4 | 0.045 | 25.02 | 52 | 1301.04 | 0 | 2307.44 | 25% | 1730.58 | 2884.3 | Provisional | A104/A110 | Two perimeter form faces | EST | VERIFY quantity / selection before order | 37 | 36 | 754.8 | 1258
B0032 | Concrete | Foundations | STAKES | Form stakes reusable allowance | 180 | EA | 0% | 1 | 180 | 2.2 | 396 | 0.02 | 3.6 | 52 | 187.2 | 0 | 583.2 | 25% | 437.4 | 729 | Provisional | A104/A110 | 3 ft spacing equivalent | EST | VERIFY quantity / selection before order | 180 | 0 | 297 | 495
B0033 | Concrete | Foundations | REBAR5 | Footing #5 Grade60 bar | 1054 | LF | 15% | 20 | 1220 | 0.95 | 1159 | 0.025 | 26.35 | 52 | 1370.2 | 0 | 2529.2 | 25% | 1896.9 | 3161.5 | Provisional | A104/A110 | F1 3bars; F3 2bars pluslaps/cuts | EST | VERIFY quantity / selection before order | 61 | 166 | 869.25 | 1448.75
B0034 | Concrete | Foundations | CHAIR | Rebar chairs | 291 | EA | 0% | 100 | 300 | 0.8 | 240 | 0.015 | 4.365 | 52 | 226.98 | 0 | 466.98 | 25% | 350.24 | 583.73 | Provisional | A104/A110 | 3 rows at4 ft | EST | VERIFY quantity / selection before order | 3 | 9 | 180 | 300
B0035 | Concrete | Foundations | TIEWIRE | 16ga annealed tie wire | 40 | LB | 0% | 4 | 40 | 2.5 | 100 | 0.03 | 1.2 | 52 | 62.4 | 0 | 162.4 | 25% | 121.8 | 203 | Provisional | A104/A110 | 40lb provision | EST | VERIFY quantity / selection before order | 10 | 0 | 75 | 125
B0036 | Concrete | Foundations | CURE | Concrete curing compound | 20 | GAL | 0% | 5 | 20 | 18 | 360 | 0.1 | 2 | 52 | 104 | 0 | 464 | 25% | 348 | 580 | Provisional | A104/A110 | 3821 SF/200 SFpergal | EST | VERIFY quantity / selection before order | 4 | 0 | 270 | 450
B0037 | Concrete | Foundations | JOINT | Slab sawcut control joints | 300 | LF | 0% | 1 | 300 | 0.08 | 24 | 0.035 | 10.5 | 52 | 546 | 180 | 750 | 25% | 562.5 | 937.5 | Provisional | A104/A110 | Approx15 ft grid; coordinate finishes | EST | VERIFY quantity / selection before order | 300 | 0 | 18 | 30
B0038 | Concrete | Foundations | EXPJOINT | 1/2 inch isolation joint | 80 | LF | 0% | 10 | 80 | 1.4 | 112 | 0.035 | 2.8 | 52 | 145.6 | 0 | 257.6 | 25% | 193.2 | 322 | Provisional | A104/A110 | Stoop/garage transitions | EST | VERIFY quantity / selection before order | 8 | 0 | 84 | 140
B0039 | Concrete | Foundations | PUMP | Concrete pump mobilizations | 2 | day | 0% | 1 | 2 | 0 | 0 | 0 | 0 | 52 | 0 | 2600 | 2600 | 25% | 1950 | 3250 | Provisional | A104/A110 | Footings plus slab | EST | VERIFY quantity / selection before order | 2 | 0 | 0 | 0
B0040 | Concrete | Foundations | TESTCON | Concrete cylinder sets | 3 | service | 0% | 1 | 3 | 0 | 0 | 0 | 0 | 52 | 0 | 600 | 600 | 25% | 450 | 750 | Provisional | A104/A110 | Footing slab grout visits | EST | VERIFY quantity / selection before order | 3 | 0 | 0 | 0
B0041 | Masonry | Masonry shell | CMU8 | 8x8x16 standard CMU, stemwall | 625.5 | EA | 5% | 1 | 657 | 2.65 | 1741.05 | 0.1 | 62.55 | 55 | 3440.25 | 0 | 5181.3 | 25% | 3885.98 | 6476.63 | Provisional | A104/A106/A110 | 278 LF*2 ft*1.125blocks/SF | P06 | VERIFY quantity / selection before order | 657 | 31.5 | 1305.7875 | 2176.3125
B0042 | Masonry | Masonry shell | CMU8 | 8x8x16 standard CMU, walls | 1333.186 | EA | 5% | 1 | 1400 | 2.65 | 3710 | 0.115 | 153.316 | 55 | 8432.38 | 0 | 12142.38 | 25% | 9106.79 | 15177.97 | Provisional | A104/A106/A110 | Net8 ft wallarea*1.125 less one bondbeam course | P06 | VERIFY quantity / selection before order | 1400 | 66.814 | 2782.5 | 4637.5
B0043 | Masonry | Masonry shell | BOND8 | 8 inch bond beam units | 208.5 | EA | 5% | 1 | 219 | 4.6 | 1007.4 | 0.14 | 29.19 | 55 | 1605.45 | 0 | 2612.85 | 25% | 1959.64 | 3266.06 | Provisional | A104/A106/A110 | 278 LF/1.333 ft | EST | VERIFY quantity / selection before order | 219 | 10.5 | 755.55 | 1259.25
B0044 | Masonry | Masonry shell | MORTAR | Type S mortar80lb bags | 181 | bag | 5% | 1 | 191 | 10 | 1910 | 0.07 | 12.67 | 55 | 696.85 | 0 | 2606.85 | 25% | 1955.14 | 3258.56 | Provisional | A104/A106/A110 | 12 blocks/bag estimating yield | EST | VERIFY quantity / selection before order | 191 | 10 | 1432.5 | 2387.5
B0045 | Masonry | Masonry shell | GROUT | 3000psi fine masonry grout | 16 | CY | 8% | 0.25 | 17.5 | 215 | 3762.5 | 1.5 | 24 | 55 | 1320 | 0 | 5082.5 | 25% | 3811.88 | 6353.13 | Provisional | A104/A106/A110 | Full stemwall plus112 reinforced cells and bondbeam provision | EST | VERIFY quantity / selection before order | 70 | 1.5 | 2821.875 | 4703.125
B0046 | Masonry | Masonry shell | VERT5 | Vertical #5 reinforcing | 1344 | LF | 10% | 20 | 1480 | 0.95 | 1406 | 0.025 | 33.6 | 55 | 1848 | 0 | 3254 | 25% | 2440.5 | 4067.5 | Provisional | A104/A106/A110 | 112 reinforced positions*12 ft includinghooks/laps;44 in OC plusjambs | EST | VERIFY quantity / selection before order | 74 | 136 | 1054.5 | 1757.5
B0047 | Masonry | Masonry shell | BOND5 | Bond beam2#5 continuous | 556 | LF | 15% | 20 | 640 | 0.95 | 608 | 0.025 | 13.9 | 55 | 764.5 | 0 | 1372.5 | 25% | 1029.38 | 1715.63 | Provisional | A104/A106/A110 | 2bars*278 LF | EST | VERIFY quantity / selection before order | 32 | 84 | 456 | 760
B0048 | Masonry | Masonry shell | LINTEL | Opening lintel concrete/rebar fabrication provision | 165 | LF | 0% | 1 | 165 | 28 | 4620 | 0.35 | 57.75 | 55 | 3176.25 | 0 | 7796.25 | 25% | 5847.19 | 9745.31 | Provisional | A104/A106/A110 | Exterior door/window spans plusbearing; engineering hold | EST | VERIFY quantity / selection before order | 165 | 0 | 3465 | 5775
B0049 | Masonry | Masonry shell | JAMB | Masonry jamb straps/anchors | 120 | EA | 0% | 1 | 120 | 4.5 | 540 | 0.08 | 9.6 | 55 | 528 | 0 | 1068 | 25% | 801 | 1335 | Provisional | A104/A106/A110 | Opening andwall restraint allowance | EST | VERIFY quantity / selection before order | 120 | 0 | 405 | 675
B0050 | Masonry | Masonry shell | WATERPROOF | Stemwall waterproof coating | 556 | SF | 5% | 1 | 584 | 0.65 | 379.6 | 0.018 | 10.008 | 55 | 550.44 | 0 | 930.04 | 25% | 697.53 | 1162.55 | Provisional | A104/A106/A110 | 278 LF*2 ft exterior | EST | VERIFY quantity / selection before order | 584 | 28 | 284.7 | 474.5
B0051 | Masonry | Masonry shell | CLEANOUT | Masonry cell cleanout/patch work | 112 | EA | 0% | 1 | 112 | 1.5 | 168 | 0.14 | 15.68 | 55 | 862.4 | 0 | 1030.4 | 25% | 772.8 | 1288 | Provisional | A104/A106/A110 | One per reinforced cell | EST | VERIFY quantity / selection before order | 112 | 0 | 126 | 210
B0052 | Masonry | Masonry shell | SCAFFOLD | Scaffold rental / delivery | 1 | rental | 0% | 1 | 1 | 0 | 0 | 24 | 24 | 55 | 1320 | 2400 | 3720 | 25% | 2790 | 4650 | Provisional | A106 | 8 weeks scaffold budget; erection hours separate | EST | VERIFY quantity / selection before order | 1 | 0 | 0 | 0
B0053 | Framing | Shell / partitions | TRUSS | Engineered steel roof trusses fabricated | 3912 | SF | 0% | 1 | 3912 | 7.25 | 28362 | 0.035 | 136.92 | 55 | 7530.6 | 0 | 35892.6 | 30% | 25124.82 | 46660.38 | Provisional | A104/A106/A107/A108/A110 | 3912 SF roof framing package; approx35 bays at24 in, fabricated members NOT resolved | EST | HOLD - engineering/selection/review | 3912 | 0 | 19853.4 | 36870.6
B0054 | Framing | Shell / partitions | TRUSSENG | Truss engineering/shop drawings | 1 | service | 0% | 1 | 1 | 2200 | 2200 | 0 | 0 | 55 | 0 | 0 | 2200 | 30% | 1540 | 2860 | Provisional | A104/A106/A107/A108/A110 | One engineered package | EST | HOLD - engineering/selection/review | 1 | 0 | 1540 | 2860
B0055 | Framing | Shell / partitions | ANCHOR | Engineered truss bearing anchors | 90 | EA | 5% | 1 | 95 | 20 | 1900 | 0.2 | 18 | 55 | 990 | 0 | 2890 | 30% | 2023 | 3757 | Provisional | A104/A106/A107/A108/A110 | Approx45truss pieces*2bearings; actual layout missing | EST | HOLD - engineering/selection/review | 95 | 5 | 1330 | 2470
B0056 | Framing | Shell / partitions | BRACE | Steel truss bracing/bridging | 800 | LF | 10% | 10 | 880 | 1.8 | 1584 | 0.035 | 28 | 55 | 1540 | 0 | 3124 | 30% | 2186.8 | 4061.2 | Provisional | A104/A106/A107/A108/A110 | Shoplayout allowance, not member schedule | EST | HOLD - engineering/selection/review | 88 | 80 | 1108.8 | 2059.2
B0057 | Framing | Shell / partitions | ESTUD | 18ga5.5 inch exterior steel studs | 1703 | LF | 8% | 12 | 1848 | 2.8 | 5174.4 | 0.035 | 59.605 | 55 | 3278.27 | 0 | 8452.67 | 30% | 5916.87 | 10988.47 | Provisional | A104/A106/A107/A108/A110 | 4 ft upperband+3 ft parapet at16 in +240 LF corners/jambs | EST | HOLD - engineering/selection/review | 154 | 145 | 3622.08 | 6726.72
B0058 | Framing | Shell / partitions | ETRACK | 18ga5.5 inch top/bottom track | 1112 | LF | 8% | 10 | 1210 | 2.3 | 2783 | 0.025 | 27.8 | 55 | 1529 | 0 | 4312 | 30% | 3018.4 | 5605.6 | Provisional | A104/A106/A107/A108/A110 | Band andparapet each2tracks | EST | HOLD - engineering/selection/review | 121 | 98 | 1948.1 | 3617.9
B0059 | Framing | Shell / partitions | ISTUD | Interior3-5/8 inch steel studs | 4128 | LF | 8% | 12 | 4464 | 1.35 | 6026.4 | 0.025 | 103.2 | 55 | 5676 | 0 | 11702.4 | 30% | 8191.68 | 15213.12 | Provisional | A104/A106/A107/A108/A110 | 392 LF at16 in,12 ft high plus600 LFjambs/corners; gauge engineered forheight | EST | HOLD - engineering/selection/review | 372 | 336 | 4218.48 | 7834.32
B0060 | Framing | Shell / partitions | ITRACK | Interior3-5/8 inch track | 784 | LF | 8% | 10 | 850 | 1.15 | 977.5 | 0.025 | 19.6 | 55 | 1078 | 0 | 2055.5 | 30% | 1438.85 | 2672.15 | Provisional | A104/A106/A107/A108/A110 | Top+bottom | EST | HOLD - engineering/selection/review | 85 | 66 | 684.25 | 1270.75
B0061 | Framing | Shell / partitions | HEADER | Interior steel door headers | 120 | LF | 8% | 10 | 130 | 3.5 | 455 | 0.08 | 9.6 | 55 | 528 | 0 | 983 | 30% | 688.1 | 1277.9 | Provisional | A104/A106/A107/A108/A110 | Nonloadbearing header allowance | EST | HOLD - engineering/selection/review | 13 | 10 | 318.5 | 591.5
B0062 | Framing | Shell / partitions | BLOCK | PT2x6 blocking | 420 | LF | 10% | 12 | 468 | 1.4 | 655.2 | 0.05 | 21 | 55 | 1155 | 0 | 1810.2 | 30% | 1267.14 | 2353.26 | Provisional | A104/A106/A107/A108/A110 | Opening treatments, cabinets andbathroom fittings | EST | HOLD - engineering/selection/review | 39 | 48 | 458.64 | 851.76
B0063 | Framing | Shell / partitions | STUDSCREW | Self-drilling framing screws | 6500 | EA | 0% | 1000 | 7000 | 0.075 | 525 | 0.001 | 6.5 | 55 | 357.5 | 0 | 882.5 | 30% | 617.75 | 1147.25 | Provisional | A104/A106/A107/A108/A110 | Stud/track/bracing assembly provision | EST | HOLD - engineering/selection/review | 7 | 500 | 367.5 | 682.5
B0064 | Framing | Shell / partitions | TRACKANCH | Track concrete anchors | 474 | EA | 5% | 100 | 500 | 0.8 | 400 | 0.025 | 11.85 | 55 | 651.75 | 0 | 1051.75 | 30% | 736.22 | 1367.28 | Provisional | A104/A106/A107/A108/A110 | 2 ft attachment estimating spacing; design hold | EST | HOLD - engineering/selection/review | 5 | 26 | 280 | 520
B0065 | Framing | Shell / partitions | SHEATH | 1/2 inch glass-mat exterior sheathing | 2686.696 | SF | 10% | 32 | 2976 | 1.45 | 4315.2 | 0.025 | 67.167 | 55 | 3694.19 | 0 | 8009.39 | 30% | 5606.57 | 10412.21 | Provisional | A104/A106/A107/A108/A110 | Upperband outside +bothparapetfaces | EST | HOLD - engineering/selection/review | 93 | 289.304 | 3020.64 | 5609.76
B0066 | Framing | Shell / partitions | SHEATHSC | Exterior sheathing screws | 5000 | EA | 0% | 1000 | 5000 | 0.07 | 350 | 0.001 | 5 | 55 | 275 | 0 | 625 | 30% | 437.5 | 812.5 | Provisional | A104/A106/A107/A108/A110 | 6 in nominal fastenerpattern allowance | EST | HOLD - engineering/selection/review | 5 | 0 | 245 | 455
B0067 | Framing | Shell / partitions | PLY | 5/8 inch plywood roof sheathing | 3912 | SF | 10% | 32 | 4320 | 1.25 | 5400 | 0.018 | 70.416 | 55 | 3872.88 | 0 | 9272.88 | 30% | 6491.02 | 12054.74 | Provisional | A104/A106/A107/A108/A110 | A106specified plywood; sheets rounded | EST | HOLD - engineering/selection/review | 135 | 408 | 3780 | 7020
B0068 | Framing | Shell / partitions | HCLIP | Plywood H-clips | 369 | EA | 5% | 250 | 500 | 0.42 | 210 | 0.012 | 4.428 | 55 | 243.54 | 0 | 453.54 | 30% | 317.48 | 589.6 | Provisional | A104/A106/A107/A108/A110 | 3clips per roof sheet estimate | EST | HOLD - engineering/selection/review | 2 | 131 | 147 | 273
B0069 | Framing | Shell / partitions | ROOFSC | Roof-to-steel approved screws | 11000 | EA | 0% | 1000 | 11000 | 0.13 | 1430 | 0.001 | 11 | 55 | 605 | 0 | 2035 | 30% | 1424.5 | 2645.5 | Provisional | A104/A106/A107/A108/A110 | Engineered field/edge/corner schedule pending | EST | HOLD - engineering/selection/review | 11 | 0 | 1001 | 1859
B0070 | Framing | Shell / partitions | FOAM | Spray polyurethane roof insulation | 27384 | board-ft | 5% | 1 | 28754 | 0.25 | 7188.5 | 0.0015 | 41.076 | 55 | 2259.18 | 0 | 9447.68 | 30% | 6613.38 | 12281.98 | Provisional | A104/A106/A107/A108/A110 | 7 inch open-cell budget only; R-value and roofassembly pending | EST | HOLD - engineering/selection/review | 28754 | 1370 | 5031.95 | 9345.05
B0071 | Framing | Shell / partitions | THERMBAR | Foam thermal/ignition barrier coating | 3912 | SF | 5% | 1 | 4108 | 0.45 | 1848.6 | 0.012 | 46.944 | 55 | 2581.92 | 0 | 4430.52 | 30% | 3101.36 | 5759.68 | Provisional | A104/A106/A107/A108/A110 | Conditional assembly provision | EST | HOLD - engineering/selection/review | 4108 | 196 | 1294.02 | 2403.18
B0072 | Framing | Shell / partitions | WALLINS | Exterior wall insulation | 2389.083 | SF | 5% | 1 | 2509 | 0.95 | 2383.55 | 0.018 | 43.003 | 55 | 2365.17 | 0 | 4748.72 | 30% | 3324.1 | 6173.34 | Provisional | A104/A106/A107/A108/A110 | Net envelope walls provisional system | EST | HOLD - engineering/selection/review | 2509 | 119.917 | 1668.485 | 3098.615
B0073 | Framing | Shell / partitions | SOUNDINS | Interior acoustic batts | 2822.4 | SF | 5% | 1 | 2964 | 0.8 | 2371.2 | 0.012 | 33.869 | 55 | 1862.8 | 0 | 4234 | 30% | 2963.8 | 5504.2 | Provisional | A104/A106/A107/A108/A110 | 60%partitions allowance | EST | HOLD - engineering/selection/review | 2964 | 141.6 | 1659.84 | 3082.56
B0074 | Framing | Roof erection | CRANE | Crane and rigging rental | 2 | day | 0% | 1 | 2 | 0 | 0 | 0 | 0 | 55 | 0 | 3200 | 3200 | 25% | 2400 | 4000 | Provisional | A108 | Two crane days; rigging labor in truss rate | EST | HOLD - engineering/selection/review | 2 | 0 | 0 | 0
B0075 | Roofing | Roof / storm | FELT | No30 roof dry-in felt | 3912 | SF | 10% | 216 | 4320 | 0.18 | 777.6 | 0.007 | 27.384 | 55 | 1506.12 | 0 | 2283.72 | 30% | 1598.6 | 2968.84 | Provisional | A106/A107/A109 | A106; final TPO compatibility unresolved | EST | HOLD - engineering/selection/review | 20 | 408 | 544.32 | 1010.88
B0076 | Roofing | Roof / storm | TAPER | Tapered roof insulation slope provision | 3912 | SF | 5% | 32 | 4128 | 2.1 | 8668.8 | 0.015 | 58.68 | 55 | 3227.4 | 0 | 11896.2 | 30% | 8327.34 | 15465.06 | Provisional | A106/A107/A109 | No tapered layout provided; separate from undersidefoam | EST | HOLD - engineering/selection/review | 129 | 216 | 6068.16 | 11269.44
B0077 | Roofing | Roof / storm | COVER | Roof cover board1/2 inch | 3912 | SF | 5% | 32 | 4128 | 1.15 | 4747.2 | 0.012 | 46.944 | 55 | 2581.92 | 0 | 7329.12 | 30% | 5130.38 | 9527.86 | Provisional | A106/A107/A109 | Provisional approved TPO assembly component | EST | HOLD - engineering/selection/review | 129 | 216 | 3323.04 | 6171.36
B0078 | Roofing | Roof / storm | TPO | White60mil TPO membrane | 4746 | SF | 12% | 1000 | 6000 | 1.15 | 6900 | 0.026 | 123.396 | 55 | 6786.78 | 0 | 13686.78 | 30% | 9580.75 | 17792.81 | Provisional | A106/A107/A109 | 3912field+278 LF*3 ft upstands; laps/cuts12% | EST | HOLD - engineering/selection/review | 6 | 1254 | 4830 | 8970
B0079 | Roofing | Roof / storm | ADH | TPO bonding adhesive | 80 | GAL | 0% | 5 | 80 | 30 | 2400 | 0.08 | 6.4 | 55 | 352 | 0 | 2752 | 30% | 1926.4 | 3577.6 | Provisional | A106/A107/A109 | 60 SF/GAL two-surface installedyield allowance | EST | HOLD - engineering/selection/review | 16 | 0 | 1680 | 3120
B0080 | Roofing | Roof / storm | RPLATE | Insulation plates/screws | 2400 | EA | 5% | 100 | 2600 | 0.85 | 2210 | 0.008 | 19.2 | 55 | 1056 | 0 | 3266 | 30% | 2286.2 | 4245.8 | Provisional | A106/A107/A109 | Uplift pattern placeholder; engineer/mfr approve | EST | HOLD - engineering/selection/review | 26 | 200 | 1547 | 2873
B0081 | Roofing | Roof / storm | TERM | Termination bar | 278 | LF | 5% | 10 | 300 | 2.1 | 630 | 0.035 | 9.73 | 55 | 535.15 | 0 | 1165.15 | 30% | 815.61 | 1514.7 | Provisional | A106/A107/A109 | Perimeter termination | EST | HOLD - engineering/selection/review | 30 | 22 | 441 | 819
B0082 | Roofing | Roof / storm | COPING | Aluminum parapet coping | 278 | LF | 7% | 10 | 300 | 13 | 3900 | 0.08 | 22.24 | 55 | 1223.2 | 0 | 5123.2 | 30% | 3586.24 | 6660.16 | Provisional | A106/A107/A109 | Developedwidth/manufacturer pending | EST | HOLD - engineering/selection/review | 30 | 22 | 2730 | 5070
B0083 | Roofing | Roof / storm | CLEAT | Coping continuous cleat | 556 | LF | 5% | 10 | 590 | 2.4 | 1416 | 0.035 | 19.46 | 55 | 1070.3 | 0 | 2486.3 | 30% | 1740.41 | 3232.19 | Provisional | A106/A107/A109 | Bothedges | EST | HOLD - engineering/selection/review | 59 | 34 | 991.2 | 1840.8
B0084 | Roofing | Roof / storm | COPSPL | Coping splice plates | 28 | EA | 0% | 1 | 28 | 9 | 252 | 0.1 | 2.8 | 55 | 154 | 0 | 406 | 30% | 284.2 | 527.8 | Provisional | A106/A107/A109 | Oneper10 ft length | EST | HOLD - engineering/selection/review | 28 | 0 | 176.4 | 327.6
B0085 | Roofing | Roof / storm | CORNERS | TPO prefab corner flashings | 24 | EA | 0% | 1 | 24 | 16 | 384 | 0.16 | 3.84 | 55 | 211.2 | 0 | 595.2 | 30% | 416.64 | 773.76 | Provisional | A106/A107/A109 | 12inside+12outside provisional | EST | HOLD - engineering/selection/review | 24 | 0 | 268.8 | 499.2
B0086 | Roofing | Roof / storm | SEALROOF | Roof sealant cartridges | 40 | EA | 0% | 1 | 40 | 12 | 480 | 0.08 | 3.2 | 55 | 176 | 0 | 656 | 30% | 459.2 | 852.8 | Provisional | A106/A107/A109 | Terminations/scuppers/coping | EST | HOLD - engineering/selection/review | 40 | 0 | 336 | 624
B0087 | Roofing | Roof / storm | SCUPPER | Primary TPO-clad scupper | 7 | EA | 0% | 1 | 7 | 210 | 1470 | 1.2 | 8.4 | 55 | 462 | 0 | 1932 | 30% | 1352.4 | 2511.6 | Provisional | A106/A107/A109 | A1093west+4east | EST | HOLD - engineering/selection/review | 7 | 0 | 1029 | 1911
B0088 | Roofing | Roof / storm | OVERFLOW | Independent overflow scupper | 7 | EA | 0% | 1 | 7 | 180 | 1260 | 1.2 | 8.4 | 55 | 462 | 0 | 1722 | 30% | 1205.4 | 2238.6 | Provisional | A106/A107/A109 | Oneper primary; actual separation/size pending | EST | HOLD - engineering/selection/review | 7 | 0 | 882 | 1638
B0089 | Roofing | Roof / storm | LEADERHD | Collector head | 7 | EA | 0% | 1 | 7 | 130 | 910 | 0.6 | 4.2 | 55 | 231 | 0 | 1141 | 30% | 798.7 | 1483.3 | Provisional | A106/A107/A109 | Oneperprimary | EST | HOLD - engineering/selection/review | 7 | 0 | 637 | 1183
B0090 | Roofing | Roof / storm | LEADER | 4x4aluminum leader | 105 | LF | 5% | 10 | 120 | 7 | 840 | 0.08 | 8.4 | 55 | 462 | 0 | 1302 | 30% | 911.4 | 1692.6 | Provisional | A106/A107/A109 | 7leaders*15 ft | EST | HOLD - engineering/selection/review | 12 | 15 | 588 | 1092
B0091 | Roofing | Roof / storm | LEADEREL | Leader elbow | 14 | EA | 0% | 1 | 14 | 18 | 252 | 0.12 | 1.68 | 55 | 92.4 | 0 | 344.4 | 30% | 241.08 | 447.72 | Provisional | A106/A107/A109 | 2perleader | EST | HOLD - engineering/selection/review | 14 | 0 | 176.4 | 327.6
B0092 | Roofing | Roof / storm | LEADERSTR | Leader strap | 35 | EA | 0% | 1 | 35 | 5 | 175 | 0.08 | 2.8 | 55 | 154 | 0 | 329 | 30% | 230.3 | 427.7 | Provisional | A106/A107/A109 | 5perleader | EST | HOLD - engineering/selection/review | 35 | 0 | 122.5 | 227.5
B0093 | Roofing | Roof / storm | STORM | 4 inch solid storm pipe | 200 | LF | 10% | 10 | 220 | 4 | 880 | 0.07 | 14 | 55 | 770 | 0 | 1650 | 30% | 1155 | 2145 | Provisional | A106/A107/A109 | 7drains connecting tosite discharge allowance | EST | HOLD - engineering/selection/review | 22 | 20 | 616 | 1144
B0094 | Roofing | Roof / storm | STORM45 | 4 inchstorm 45 elbow | 14 | EA | 0% | 1 | 14 | 12 | 168 | 0.12 | 1.68 | 55 | 92.4 | 0 | 260.4 | 30% | 182.28 | 338.52 | Provisional | A106/A107/A109 | 2perleader tie-in | EST | HOLD - engineering/selection/review | 14 | 0 | 117.6 | 218.4
B0095 | Roofing | Roof / storm | STORMTEE | 4 inchstormwye | 7 | EA | 0% | 1 | 7 | 22 | 154 | 0.18 | 1.26 | 55 | 69.3 | 0 | 223.3 | 30% | 156.31 | 290.29 | Provisional | A106/A107/A109 | Oneperleader | EST | HOLD - engineering/selection/review | 7 | 0 | 107.8 | 200.2
B0096 | Roofing | Roof / storm | STORMEND | Drainage outlet/cleanout terminal | 7 | EA | 0% | 1 | 7 | 42 | 294 | 0.4 | 2.8 | 55 | 154 | 0 | 448 | 30% | 313.6 | 582.4 | Provisional | A106/A107/A109 | 7dischargepoints; nocivil design | EST | HOLD - engineering/selection/review | 7 | 0 | 205.8 | 382.2
B0097 | Roofing | Roof / storm | SOFFIT | Stucco soffit substrate | 160 | SF | 8% | 32 | 192 | 2.1 | 403.2 | 0.04 | 6.4 | 55 | 352 | 0 | 755.2 | 30% | 528.64 | 981.76 | Provisional | A106/A107/A109 | Frontoverhang provision | EST | HOLD - engineering/selection/review | 6 | 32 | 282.24 | 524.16
B0098 | Roofing | Roof / storm | WELDER | Hot-air welder rental | 1 | rental | 0% | 1 | 1 | 0 | 0 | 0 | 0 | 55 | 0 | 550 | 550 | 25% | 412.5 | 687.5 | Provisional | A106 | Oneweek rental | EST | HOLD - engineering/selection/review | 1 | 0 | 0 | 0
B0099 | Openings | W1 | WIN-W1 | Impact window W1, 5x2 ft | 1 | EA | 0% | 1 | 1 | 650 | 650 | 2.6 | 2.6 | 58 | 150.8 | 0 | 800.8 | 35% | 520.52 | 1081.08 | Counted / scheduled | A102 | 1 tags; 5x2 ft; frame/glass factory assembly | EST | HOLD - engineering/selection/review | 1 | 0 | 422.5 | 877.5
B0100 | Openings | W2 | WIN-W2 | Impact window W2, 3x6 ft | 4 | EA | 0% | 1 | 4 | 1170 | 4680 | 3.08 | 12.32 | 58 | 714.56 | 0 | 5394.56 | 35% | 3506.46 | 7282.66 | Counted / scheduled | A102 | 4 tags; 3x6 ft; frame/glass factory assembly | EST | HOLD - engineering/selection/review | 4 | 0 | 3042 | 6318
B0101 | Openings | W3 | WIN-W3 | Impact window W3, 6x2 ft | 2 | EA | 0% | 1 | 2 | 780 | 1560 | 2.72 | 5.44 | 58 | 315.52 | 0 | 1875.52 | 35% | 1219.09 | 2531.95 | Counted / scheduled | A102 | 2 tags; 6x2 ft; frame/glass factory assembly | EST | HOLD - engineering/selection/review | 2 | 0 | 1014 | 2106
B0102 | Openings | W4 | WIN-W4 | Impact window W4, 3x3 ft | 4 | EA | 0% | 1 | 4 | 600 | 2400 | 2.54 | 10.16 | 58 | 589.28 | 0 | 2989.28 | 35% | 1943.03 | 4035.53 | Counted / scheduled | A102 | 4 tags; 3x3 ft; frame/glass factory assembly | EST | HOLD - engineering/selection/review | 4 | 0 | 1560 | 3240
B0103 | Openings | W5 | WIN-W5 | Impact window W5, 3.08333x5 ft | 1 | EA | 0% | 1 | 1 | 1002.0833 | 1002.08 | 2.925 | 2.925 | 58 | 169.65 | 0 | 1171.73 | 35% | 761.62 | 1581.84 | Counted / scheduled | A102 | 1 tags; 3.08333x5 ft; frame/glass factory assembly | EST | HOLD - engineering/selection/review | 1 | 0 | 651.352 | 1352.808
B0104 | Openings | W6 | WIN-W6 | Impact window W6, 8x2 ft | 2 | EA | 0% | 1 | 2 | 1040 | 2080 | 2.96 | 5.92 | 58 | 343.36 | 0 | 2423.36 | 35% | 1575.18 | 3271.54 | Counted / scheduled | A102 | 2 tags; 8x2 ft; frame/glass factory assembly | EST | HOLD - engineering/selection/review | 2 | 0 | 1352 | 2808
B0105 | Openings | W7 | WIN-W7 | Impact window W7, 1.83333x9 ft | 1 | EA | 0% | 1 | 1 | 1072.5 | 1072.5 | 2.99 | 2.99 | 58 | 173.42 | 0 | 1245.92 | 35% | 809.85 | 1681.99 | Counted / scheduled | A102 | 1 tags; 1.83333x9 ft; frame/glass factory assembly | EST | HOLD - engineering/selection/review | 1 | 0 | 697.125 | 1447.875
B0106 | Openings | W8 | WIN-W8 | Impact window W8, 4x4 ft | 1 | EA | 0% | 1 | 1 | 1040 | 1040 | 2.96 | 2.96 | 58 | 171.68 | 0 | 1211.68 | 35% | 787.59 | 1635.77 | Counted / scheduled | A102 | 1 tags; 4x4 ft; frame/glass factory assembly | EST | HOLD - engineering/selection/review | 1 | 0 | 676 | 1404
B0107 | Openings | W9 | WIN-W9 | Impact window W9, 11.1667x2 ft | 2 | EA | 0% | 1 | 2 | 1451.6667 | 2903.33 | 3.34 | 6.68 | 58 | 387.44 | 0 | 3290.77 | 35% | 2139 | 4442.54 | Counted / scheduled | A102 | 2 tags; 11.1667x2 ft; frame/glass factory assembly | EST | HOLD - engineering/selection/review | 2 | 0 | 1887.1645 | 3919.4955
B0108 | Openings | D1 | DOOR-D1 | Exterior 3x9 ft, frame included | 1 | EA | 0% | 1 | 1 | 2200 | 2200 | 6.1 | 6.1 | 58 | 353.8 | 0 | 2553.8 | 35% | 1659.97 | 3447.63 | Counted / scheduled | A102/A102B | D1; confirm handing/size before order | EST | HOLD - engineering/selection/review | 1 | 0 | 1430 | 2970
B0109 | Openings | D1 | LOCK-EXT | Lever/lockset hardware | 1 | EA | 0% | 1 | 1 | 130 | 130 | 0.35 | 0.35 | 58 | 20.3 | 0 | 150.3 | 25% | 112.73 | 187.88 | Derived | A102 | D1; hinges included with prehungdoor | EST | HOLD - engineering/selection/review | 1 | 0 | 97.5 | 162.5
B0110 | Openings | D2 | DOOR-D2 | Interior double glass 6x9 ft, frame included | 1 | EA | 0% | 1 | 1 | 2100 | 2100 | 8.2 | 8.2 | 58 | 475.6 | 0 | 2575.6 | 35% | 1674.14 | 3477.06 | Counted / scheduled | A102/A102B | D2; confirm handing/size before order | EST | HOLD - engineering/selection/review | 1 | 0 | 1365 | 2835
B0111 | Openings | D2 | LOCK-INT | Lever/lockset hardware | 1 | EA | 0% | 1 | 1 | 45 | 45 | 0.35 | 0.35 | 58 | 20.3 | 0 | 65.3 | 25% | 48.97 | 81.63 | Derived | A102 | D2; hinges included with prehungdoor | EST | HOLD - engineering/selection/review | 1 | 0 | 33.75 | 56.25
B0112 | Openings | D3 | DOOR-D3 | Interior swing 2.66667x9 ft, frame included | 1 | EA | 0% | 1 | 1 | 550 | 550 | 5.8667 | 5.867 | 58 | 340.29 | 0 | 890.29 | 35% | 578.69 | 1201.89 | Counted / scheduled | A102/A102B | D3; confirm handing/size before order | EST | HOLD - engineering/selection/review | 1 | 0 | 357.5 | 742.5
B0113 | Openings | D3 | LOCK-INT | Lever/lockset hardware | 1 | EA | 0% | 1 | 1 | 45 | 45 | 0.35 | 0.35 | 58 | 20.3 | 0 | 65.3 | 25% | 48.97 | 81.63 | Derived | A102 | D3; hinges included with prehungdoor | EST | HOLD - engineering/selection/review | 1 | 0 | 33.75 | 56.25
B0114 | Openings | D4 | DOOR-D4 | Interior swing 2.66667x9 ft, frame included | 1 | EA | 0% | 1 | 1 | 550 | 550 | 5.8667 | 5.867 | 58 | 340.29 | 0 | 890.29 | 35% | 578.69 | 1201.89 | Counted / scheduled | A102/A102B | D4; confirm handing/size before order | EST | HOLD - engineering/selection/review | 1 | 0 | 357.5 | 742.5
B0115 | Openings | D4 | LOCK-INT | Lever/lockset hardware | 1 | EA | 0% | 1 | 1 | 45 | 45 | 0.35 | 0.35 | 58 | 20.3 | 0 | 65.3 | 25% | 48.97 | 81.63 | Derived | A102 | D4; hinges included with prehungdoor | EST | HOLD - engineering/selection/review | 1 | 0 | 33.75 | 56.25
B0116 | Openings | D5 | DOOR-D5 | Interior swing 2.66667x9 ft, frame included | 1 | EA | 0% | 1 | 1 | 550 | 550 | 5.8667 | 5.867 | 58 | 340.29 | 0 | 890.29 | 35% | 578.69 | 1201.89 | Counted / scheduled | A102/A102B | D5; confirm handing/size before order | EST | HOLD - engineering/selection/review | 1 | 0 | 357.5 | 742.5
B0117 | Openings | D5 | LOCK-INT | Lever/lockset hardware | 1 | EA | 0% | 1 | 1 | 45 | 45 | 0.35 | 0.35 | 58 | 20.3 | 0 | 65.3 | 25% | 48.97 | 81.63 | Derived | A102 | D5; hinges included with prehungdoor | EST | HOLD - engineering/selection/review | 1 | 0 | 33.75 | 56.25
B0118 | Openings | D6 | DOOR-D6 | Closet 5x8 ft, frame included | 1 | EA | 0% | 1 | 1 | 650 | 650 | 7.5 | 7.5 | 58 | 435 | 0 | 1085 | 35% | 705.25 | 1464.75 | Counted / scheduled | A102/A102B | D6; confirm handing/size before order | EST | HOLD - engineering/selection/review | 1 | 0 | 422.5 | 877.5
B0119 | Openings | D7 | DOOR-D7 | Interior swing 2.66667x9 ft, frame included | 1 | EA | 0% | 1 | 1 | 550 | 550 | 5.8667 | 5.867 | 58 | 340.29 | 0 | 890.29 | 35% | 578.69 | 1201.89 | Counted / scheduled | A102/A102B | D7; confirm handing/size before order | EST | HOLD - engineering/selection/review | 1 | 0 | 357.5 | 742.5
B0120 | Openings | D7 | LOCK-INT | Lever/lockset hardware | 1 | EA | 0% | 1 | 1 | 45 | 45 | 0.35 | 0.35 | 58 | 20.3 | 0 | 65.3 | 25% | 48.97 | 81.63 | Derived | A102 | D7; hinges included with prehungdoor | EST | HOLD - engineering/selection/review | 1 | 0 | 33.75 | 56.25
B0121 | Openings | D8 | DOOR-D8 | Closet 4x8 ft, frame included | 1 | EA | 0% | 1 | 1 | 500 | 500 | 6.8 | 6.8 | 58 | 394.4 | 0 | 894.4 | 35% | 581.36 | 1207.44 | Counted / scheduled | A102/A102B | D8; confirm handing/size before order | EST | HOLD - engineering/selection/review | 1 | 0 | 325 | 675
B0122 | Openings | D9 | DOOR-D9 | Closet 4x8 ft, frame included | 1 | EA | 0% | 1 | 1 | 500 | 500 | 6.8 | 6.8 | 58 | 394.4 | 0 | 894.4 | 35% | 581.36 | 1207.44 | Counted / scheduled | A102/A102B | D9; confirm handing/size before order | EST | HOLD - engineering/selection/review | 1 | 0 | 325 | 675
B0123 | Openings | D10 | DOOR-D10 | Interior swing 2.66667x9 ft, frame included | 1 | EA | 0% | 1 | 1 | 550 | 550 | 5.8667 | 5.867 | 58 | 340.29 | 0 | 890.29 | 35% | 578.69 | 1201.89 | Counted / scheduled | A102/A102B | D10; confirm handing/size before order | EST | HOLD - engineering/selection/review | 1 | 0 | 357.5 | 742.5
B0124 | Openings | D10 | LOCK-INT | Lever/lockset hardware | 1 | EA | 0% | 1 | 1 | 45 | 45 | 0.35 | 0.35 | 58 | 20.3 | 0 | 65.3 | 25% | 48.97 | 81.63 | Derived | A102 | D10; hinges included with prehungdoor | EST | HOLD - engineering/selection/review | 1 | 0 | 33.75 | 56.25
B0125 | Openings | D11 | DOOR-D11 | Exterior 2.66667x9 ft, frame included | 1 | EA | 0% | 1 | 1 | 1600 | 1600 | 5.8667 | 5.867 | 58 | 340.29 | 0 | 1940.29 | 35% | 1261.19 | 2619.39 | Counted / scheduled | A102/A102B | D11; confirm handing/size before order | EST | HOLD - engineering/selection/review | 1 | 0 | 1040 | 2160
B0126 | Openings | D11 | LOCK-EXT | Lever/lockset hardware | 1 | EA | 0% | 1 | 1 | 130 | 130 | 0.35 | 0.35 | 58 | 20.3 | 0 | 150.3 | 25% | 112.73 | 187.88 | Derived | A102 | D11; hinges included with prehungdoor | EST | HOLD - engineering/selection/review | 1 | 0 | 97.5 | 162.5
B0127 | Openings | D12 | DOOR-D12 | Interior swing 2.66667x9 ft, frame included | 1 | EA | 0% | 1 | 1 | 550 | 550 | 5.8667 | 5.867 | 58 | 340.29 | 0 | 890.29 | 35% | 578.69 | 1201.89 | Counted / scheduled | A102/A102B | D12; confirm handing/size before order | EST | HOLD - engineering/selection/review | 1 | 0 | 357.5 | 742.5
B0128 | Openings | D12 | LOCK-INT | Lever/lockset hardware | 1 | EA | 0% | 1 | 1 | 45 | 45 | 0.35 | 0.35 | 58 | 20.3 | 0 | 65.3 | 25% | 48.97 | 81.63 | Derived | A102 | D12; hinges included with prehungdoor | EST | HOLD - engineering/selection/review | 1 | 0 | 33.75 | 56.25
B0129 | Openings | D13 | DOOR-D13 | Impact slider 16x8 ft, frame included | 1 | EA | 0% | 1 | 1 | 11500 | 11500 | 15.2 | 15.2 | 58 | 881.6 | 0 | 12381.6 | 35% | 8048.04 | 16715.16 | Counted / scheduled | A102/A102B | D13; confirm handing/size before order | EST | HOLD - engineering/selection/review | 1 | 0 | 7475 | 15525
B0130 | Openings | D14 | DOOR-D14 | Impact bifold 23x8 ft, frame included | 1 | EA | 0% | 1 | 1 | 24000 | 24000 | 20.1 | 20.1 | 58 | 1165.8 | 0 | 25165.8 | 35% | 16357.77 | 33973.83 | Counted / scheduled | A102/A102B | D14; confirm handing/size before order | EST | HOLD - engineering/selection/review | 1 | 0 | 15600 | 32400
B0131 | Openings | D15 | DOOR-D15 | Impact slider 6x8 ft, frame included | 1 | EA | 0% | 1 | 1 | 3200 | 3200 | 8.2 | 8.2 | 58 | 475.6 | 0 | 3675.6 | 35% | 2389.14 | 4962.06 | Counted / scheduled | A102/A102B | D15; confirm handing/size before order | EST | HOLD - engineering/selection/review | 1 | 0 | 2080 | 4320
B0132 | Openings | D16 | DOOR-D16 | Impact slider 6x8 ft, frame included | 1 | EA | 0% | 1 | 1 | 3200 | 3200 | 8.2 | 8.2 | 58 | 475.6 | 0 | 3675.6 | 35% | 2389.14 | 4962.06 | Counted / scheduled | A102/A102B | D16; confirm handing/size before order | EST | HOLD - engineering/selection/review | 1 | 0 | 2080 | 4320
B0133 | Openings | D17 | DOOR-D17 | Interior swing 2.66667x9 ft, frame included | 1 | EA | 0% | 1 | 1 | 550 | 550 | 5.8667 | 5.867 | 58 | 340.29 | 0 | 890.29 | 35% | 578.69 | 1201.89 | Counted / scheduled | A102/A102B | D17; confirm handing/size before order | EST | HOLD - engineering/selection/review | 1 | 0 | 357.5 | 742.5
B0134 | Openings | D17 | LOCK-INT | Lever/lockset hardware | 1 | EA | 0% | 1 | 1 | 45 | 45 | 0.35 | 0.35 | 58 | 20.3 | 0 | 65.3 | 25% | 48.97 | 81.63 | Derived | A102 | D17; hinges included with prehungdoor | EST | HOLD - engineering/selection/review | 1 | 0 | 33.75 | 56.25
B0135 | Openings | D18 | DOOR-D18 | Pocket 2.66667x8 ft, frame included | 1 | EA | 0% | 1 | 1 | 430 | 430 | 5.8667 | 5.867 | 58 | 340.29 | 0 | 770.29 | 35% | 500.69 | 1039.89 | Counted / scheduled | A102/A102B | D18; confirm handing/size before order | EST | HOLD - engineering/selection/review | 1 | 0 | 279.5 | 580.5
B0136 | Openings | D18 | POCKETKIT | Pocket frame/track kit | 1 | EA | 0% | 1 | 1 | 230 | 230 | 2 | 2 | 58 | 116 | 0 | 346 | 25% | 259.5 | 432.5 | Derived | A102 | D181kit; leaf line excludes pocket frame | EST | HOLD - engineering/selection/review | 1 | 0 | 172.5 | 287.5
B0137 | Openings | D19 | DOOR-D19 | Pocket 2.66667x8 ft, frame included | 1 | EA | 0% | 1 | 1 | 430 | 430 | 5.8667 | 5.867 | 58 | 340.29 | 0 | 770.29 | 35% | 500.69 | 1039.89 | Counted / scheduled | A102/A102B | D19; confirm handing/size before order | EST | HOLD - engineering/selection/review | 1 | 0 | 279.5 | 580.5
B0138 | Openings | D19 | POCKETKIT | Pocket frame/track kit | 1 | EA | 0% | 1 | 1 | 230 | 230 | 2 | 2 | 58 | 116 | 0 | 346 | 25% | 259.5 | 432.5 | Derived | A102 | D191kit; leaf line excludes pocket frame | EST | HOLD - engineering/selection/review | 1 | 0 | 172.5 | 287.5
B0139 | Openings | D20 | DOOR-D20 | Cabinet swing 2.66667x8 ft, frame included | 1 | EA | 0% | 1 | 1 | 650 | 650 | 5.8667 | 5.867 | 58 | 340.29 | 0 | 990.29 | 35% | 643.69 | 1336.89 | Counted / scheduled | A102/A102B | D20; confirm handing/size before order | EST | HOLD - engineering/selection/review | 1 | 0 | 422.5 | 877.5
B0140 | Openings | D20 | LOCK-INT | Lever/lockset hardware | 1 | EA | 0% | 1 | 1 | 45 | 45 | 0.35 | 0.35 | 58 | 20.3 | 0 | 65.3 | 25% | 48.97 | 81.63 | Derived | A102 | D20; hinges included with prehungdoor | EST | HOLD - engineering/selection/review | 1 | 0 | 33.75 | 56.25
B0141 | Openings | D22 | DOOR-D22 | Rated garage 2.66667x8 ft, frame included | 1 | EA | 0% | 1 | 1 | 800 | 800 | 5.8667 | 5.867 | 58 | 340.29 | 0 | 1140.29 | 35% | 741.19 | 1539.39 | Counted / scheduled | A102/A102B | D22; confirm handing/size before order | EST | HOLD - engineering/selection/review | 1 | 0 | 520 | 1080
B0142 | Openings | D22 | LOCK-EXT | Lever/lockset hardware | 1 | EA | 0% | 1 | 1 | 130 | 130 | 0.35 | 0.35 | 58 | 20.3 | 0 | 150.3 | 25% | 112.73 | 187.88 | Derived | A102 | D22; hinges included with prehungdoor | EST | HOLD - engineering/selection/review | 1 | 0 | 97.5 | 162.5
B0143 | Openings | D23 | DOOR-D23 | Interior swing 2.66667x8 ft, frame included | 1 | EA | 0% | 1 | 1 | 420 | 420 | 5.8667 | 5.867 | 58 | 340.29 | 0 | 760.29 | 35% | 494.19 | 1026.39 | Counted / scheduled | A102/A102B | D23; confirm handing/size before order | EST | HOLD - engineering/selection/review | 1 | 0 | 273 | 567
B0144 | Openings | D23 | LOCK-INT | Lever/lockset hardware | 1 | EA | 0% | 1 | 1 | 45 | 45 | 0.35 | 0.35 | 58 | 20.3 | 0 | 65.3 | 25% | 48.97 | 81.63 | Derived | A102 | D23; hinges included with prehungdoor | EST | HOLD - engineering/selection/review | 1 | 0 | 33.75 | 56.25
B0145 | Openings | D24 | DOOR-D24 | Exterior 2.66667x8 ft, frame included | 1 | EA | 0% | 1 | 1 | 1500 | 1500 | 5.8667 | 5.867 | 58 | 340.29 | 0 | 1840.29 | 35% | 1196.19 | 2484.39 | Counted / scheduled | A102/A102B | D24; confirm handing/size before order | EST | HOLD - engineering/selection/review | 1 | 0 | 975 | 2025
B0146 | Openings | D24 | LOCK-EXT | Lever/lockset hardware | 1 | EA | 0% | 1 | 1 | 130 | 130 | 0.35 | 0.35 | 58 | 20.3 | 0 | 150.3 | 25% | 112.73 | 187.88 | Derived | A102 | D24; hinges included with prehungdoor | EST | HOLD - engineering/selection/review | 1 | 0 | 97.5 | 162.5
B0147 | Openings | D25 | DOOR-D25 | Closet 4x8 ft, frame included | 1 | EA | 0% | 1 | 1 | 500 | 500 | 6.8 | 6.8 | 58 | 394.4 | 0 | 894.4 | 35% | 581.36 | 1207.44 | Counted / scheduled | A102/A102B | D25; confirm handing/size before order | EST | HOLD - engineering/selection/review | 1 | 0 | 325 | 675
B0148 | Openings | D26 | DOOR-D26 | Garage overhead 9x8 ft, frame included | 1 | EA | 0% | 1 | 1 | 4500 | 4500 | 10.3 | 10.3 | 58 | 597.4 | 0 | 5097.4 | 35% | 3313.31 | 6881.49 | Counted / scheduled | A102/A102B | D26; confirm handing/size before order; modern glazed/impact appearance premium from A103 | EST | HOLD - engineering/selection/review | 1 | 0 | 2925 | 6075
B0149 | Openings | D26 | OPENER | Garage operator, rail, remotes and sensors | 1 | EA | 0% | 1 | 1 | 420 | 420 | 2.5 | 2.5 | 58 | 145 | 0 | 565 | 25% | 423.75 | 706.25 | Derived | A102/A105 | Oneperoverhead door; operator power in Electrical | EST | HOLD - engineering/selection/review | 1 | 0 | 315 | 525
B0150 | Openings | D27 | DOOR-D27 | Garage overhead 16x8 ft, frame included | 1 | EA | 0% | 1 | 1 | 7500 | 7500 | 15.2 | 15.2 | 58 | 881.6 | 0 | 8381.6 | 35% | 5448.04 | 11315.16 | Counted / scheduled | A102/A102B | D27; confirm handing/size before order; modern glazed/impact appearance premium from A103 | EST | HOLD - engineering/selection/review | 1 | 0 | 4875 | 10125
B0151 | Openings | D27 | OPENER | Garage operator, rail, remotes and sensors | 1 | EA | 0% | 1 | 1 | 420 | 420 | 2.5 | 2.5 | 58 | 145 | 0 | 565 | 25% | 423.75 | 706.25 | Derived | A102/A105 | Oneperoverhead door; operator power in Electrical | EST | HOLD - engineering/selection/review | 1 | 0 | 315 | 525
B0152 | Openings | D29 | DOOR-D29 | Interior swing 2x8 ft, frame included | 1 | EA | 0% | 1 | 1 | 400 | 400 | 5.4 | 5.4 | 58 | 313.2 | 0 | 713.2 | 35% | 463.58 | 962.82 | Counted / scheduled | A102/A102B | D29; confirm handing/size before order | EST | HOLD - engineering/selection/review | 1 | 0 | 260 | 540
B0153 | Openings | D29 | LOCK-INT | Lever/lockset hardware | 1 | EA | 0% | 1 | 1 | 45 | 45 | 0.35 | 0.35 | 58 | 20.3 | 0 | 65.3 | 25% | 48.97 | 81.63 | Derived | A102 | D29; hinges included with prehungdoor | EST | HOLD - engineering/selection/review | 1 | 0 | 33.75 | 56.25
B0154 | Openings | D30 | DOOR-D30 | Closet 4x8 ft, frame included | 1 | EA | 0% | 1 | 1 | 500 | 500 | 6.8 | 6.8 | 58 | 394.4 | 0 | 894.4 | 35% | 581.36 | 1207.44 | Counted / scheduled | A102/A102B | D30; confirm handing/size before order | EST | HOLD - engineering/selection/review | 1 | 0 | 325 | 675
B0155 | Openings | D31 | DOOR-D31 | Interior swing 2x8 ft, frame included | 1 | EA | 0% | 1 | 1 | 400 | 400 | 5.4 | 5.4 | 58 | 313.2 | 0 | 713.2 | 35% | 463.58 | 962.82 | Counted / scheduled | A102/A102B | D31; confirm handing/size before order | EST | HOLD - engineering/selection/review | 1 | 0 | 260 | 540
B0156 | Openings | D31 | LOCK-INT | Lever/lockset hardware | 1 | EA | 0% | 1 | 1 | 45 | 45 | 0.35 | 0.35 | 58 | 20.3 | 0 | 65.3 | 25% | 48.97 | 81.63 | Derived | A102 | D31; hinges included with prehungdoor | EST | HOLD - engineering/selection/review | 1 | 0 | 33.75 | 56.25
B0157 | Openings | D32 | DOOR-D32 | Interior swing 2.66667x8 ft, frame included | 1 | EA | 0% | 1 | 1 | 420 | 420 | 5.8667 | 5.867 | 58 | 340.29 | 0 | 760.29 | 35% | 494.19 | 1026.39 | Counted / scheduled | A102/A102B | D32; confirm handing/size before order | EST | HOLD - engineering/selection/review | 1 | 0 | 273 | 567
B0158 | Openings | D32 | LOCK-INT | Lever/lockset hardware | 1 | EA | 0% | 1 | 1 | 45 | 45 | 0.35 | 0.35 | 58 | 20.3 | 0 | 65.3 | 25% | 48.97 | 81.63 | Derived | A102 | D32; hinges included with prehungdoor | EST | HOLD - engineering/selection/review | 1 | 0 | 33.75 | 56.25
B0159 | Openings | D33 | DOOR-D33 | Pocket 2.66667x9 ft, frame included | 1 | EA | 0% | 1 | 1 | 550 | 550 | 5.8667 | 5.867 | 58 | 340.29 | 0 | 890.29 | 35% | 578.69 | 1201.89 | Counted / scheduled | A102/A102B | D33; confirm handing/size before order | EST | HOLD - engineering/selection/review | 1 | 0 | 357.5 | 742.5
B0160 | Openings | D33 | POCKETKIT | Pocket frame/track kit | 1 | EA | 0% | 1 | 1 | 230 | 230 | 2 | 2 | 58 | 116 | 0 | 346 | 25% | 259.5 | 432.5 | Derived | A102 | D331kit; leaf line excludes pocket frame | EST | HOLD - engineering/selection/review | 1 | 0 | 172.5 | 287.5
B0161 | Openings | D34 | DOOR-D34 | Interior swing 1.5x8 ft, frame included | 1 | EA | 0% | 1 | 1 | 380 | 380 | 5.05 | 5.05 | 58 | 292.9 | 0 | 672.9 | 35% | 437.39 | 908.42 | Counted / scheduled | A102/A102B | D34; confirm handing/size before order | EST | HOLD - engineering/selection/review | 1 | 0 | 247 | 513
B0162 | Openings | D34 | LOCK-INT | Lever/lockset hardware | 1 | EA | 0% | 1 | 1 | 45 | 45 | 0.35 | 0.35 | 58 | 20.3 | 0 | 65.3 | 25% | 48.97 | 81.63 | Derived | A102 | D34; hinges included with prehungdoor | EST | HOLD - engineering/selection/review | 1 | 0 | 33.75 | 56.25
B0163 | Openings | Opening installation | FLASH | Window/door flashing tape | 1100 | LF | 10% | 75 | 1275 | 0.8 | 1020 | 0.025 | 27.5 | 58 | 1595 | 0 | 2615 | 25% | 1961.25 | 3268.75 | Provisional | A102/A110 | Opening perimeters/anchors allowance; includeslargeglazeddoors | EST | HOLD - engineering/selection/review | 17 | 175 | 765 | 1275
B0164 | Openings | Opening installation | SILLPAN | Exterior opening sill pans | 26 | EA | 0% | 1 | 26 | 55 | 1430 | 0.4 | 10.4 | 58 | 603.2 | 0 | 2033.2 | 25% | 1524.9 | 2541.5 | Provisional | A102/A110 | Opening perimeters/anchors allowance; includeslargeglazeddoors | EST | HOLD - engineering/selection/review | 26 | 0 | 1072.5 | 1787.5
B0165 | Openings | Opening installation | OPENANCH | Approved frame anchors | 800 | EA | 5% | 100 | 900 | 0.85 | 765 | 0.018 | 14.4 | 58 | 835.2 | 0 | 1600.2 | 25% | 1200.15 | 2000.25 | Provisional | A102/A110 | Opening perimeters/anchors allowance; includeslargeglazeddoors | EST | HOLD - engineering/selection/review | 9 | 100 | 573.75 | 956.25
B0166 | Openings | Opening installation | OPENFOAM | Low-expansion window foam | 25 | can | 0% | 1 | 25 | 12 | 300 | 0.1 | 2.5 | 58 | 145 | 0 | 445 | 25% | 333.75 | 556.25 | Provisional | A102/A110 | Opening perimeters/anchors allowance; includeslargeglazeddoors | EST | HOLD - engineering/selection/review | 25 | 0 | 225 | 375
B0167 | Openings | Opening installation | OPENSEAL | Opening sealant | 65 | tube | 0% | 1 | 65 | 9 | 585 | 0.12 | 7.8 | 58 | 452.4 | 0 | 1037.4 | 25% | 778.05 | 1296.75 | Provisional | A102/A110 | Opening perimeters/anchors allowance; includeslargeglazeddoors | EST | HOLD - engineering/selection/review | 65 | 0 | 438.75 | 731.25
B0168 | Openings | Opening installation | BUCK | PTopening bucks | 900 | LF | 10% | 12 | 996 | 1.4 | 1394.4 | 0.04 | 36 | 58 | 2088 | 0 | 3482.4 | 25% | 2611.8 | 4353 | Provisional | A102/A110 | Opening perimeters/anchors allowance; includeslargeglazeddoors | EST | HOLD - engineering/selection/review | 83 | 96 | 1045.8 | 1743
B0169 | Finishes | Interior / exterior finishes | GYPW | 1/2 inch gypsum wallboard | 11197.083 | SF | 10% | 48 | 12336 | 0.48 | 5921.28 | 0.017 | 190.35 | 48 | 9136.8 | 0 | 15058.08 | 30% | 10540.66 | 19575.5 | Provisional | A102/A106/A110 | 392 LF*12 ft*2 +netexteriorlining -600wetwall cement board | EST | VERIFY quantity / selection before order | 257 | 1138.917 | 4144.896 | 7697.664
B0170 | Finishes | Interior / exterior finishes | GYPC | 1/2 inch ceiling-rated gypsum | 3797 | SF | 10% | 48 | 4224 | 0.55 | 2323.2 | 0.021 | 79.737 | 48 | 3827.38 | 0 | 6150.58 | 30% | 4305.41 | 7995.75 | Provisional | A102/A106/A110 | All roomsandgarage ceiling | EST | VERIFY quantity / selection before order | 88 | 427 | 1626.24 | 3020.16
B0171 | Finishes | Interior / exterior finishes | CEMBOARD | 1/2 inch cement backer board | 600 | SF | 10% | 15 | 660 | 1.35 | 891 | 0.035 | 21 | 48 | 1008 | 0 | 1899 | 30% | 1329.3 | 2468.7 | Provisional | A102/A106/A110 | 3showers+tubshower tilewalls | EST | VERIFY quantity / selection before order | 44 | 60 | 623.7 | 1158.3
B0172 | Finishes | Interior / exterior finishes | GYPSCREW | Drywall screws | 15000 | EA | 0% | 1000 | 15000 | 0.012 | 180 | 0.0005 | 7.5 | 48 | 360 | 0 | 540 | 30% | 378 | 702 | Provisional | A102/A106/A110 | Board fastener allowance | EST | VERIFY quantity / selection before order | 15 | 0 | 126 | 234
B0173 | Finishes | Interior / exterior finishes | JOINTCOMP | Joint compound 4.5 gal | 38 | pail | 0% | 1 | 38 | 25 | 950 | 0.55 | 20.9 | 48 | 1003.2 | 0 | 1953.2 | 30% | 1367.24 | 2539.16 | Provisional | A102/A106/A110 | Approx350 SF/pail | EST | VERIFY quantity / selection before order | 38 | 0 | 665 | 1235
B0174 | Finishes | Interior / exterior finishes | JOINTTAPE | Paper jointtape | 4000 | LF | 0% | 500 | 4000 | 0.018 | 72 | 0.006 | 24 | 48 | 1152 | 0 | 1224 | 30% | 856.8 | 1591.2 | Provisional | A102/A106/A110 | Board seam estimate | EST | VERIFY quantity / selection before order | 8 | 0 | 50.4 | 93.6
B0175 | Finishes | Interior / exterior finishes | BEAD | Corner bead | 650 | LF | 5% | 10 | 690 | 0.7 | 483 | 0.03 | 19.5 | 48 | 936 | 0 | 1419 | 30% | 993.3 | 1844.7 | Provisional | A102/A106/A110 | Corners andopeningreturns | EST | VERIFY quantity / selection before order | 69 | 40 | 338.1 | 627.9
B0176 | Finishes | Interior / exterior finishes | STUCCO | Stucco cement/sand dry mix80lb | 213 | bag | 8% | 1 | 231 | 12.5 | 2887.5 | 0.23 | 48.99 | 48 | 2351.52 | 0 | 5239.02 | 30% | 3667.31 | 6810.73 | Provisional | A102/A106/A110 | 14 SF/bag blended5/8-7/8coverage | EST | VERIFY quantity / selection before order | 231 | 18 | 2021.25 | 3753.75
B0177 | Finishes | Interior / exterior finishes | WRB | Two-layer stucco weather barrier | 1852.696 | SF | 10% | 324 | 2268 | 0.5 | 1134 | 0.012 | 22.232 | 48 | 1067.14 | 0 | 2201.14 | 30% | 1540.8 | 2861.48 | Provisional | A102/A106/A110 | Upperframedwall+outerparapet;2layers includedinrate | EST | VERIFY quantity / selection before order | 7 | 415.304 | 793.8 | 1474.2
B0178 | Finishes | Interior / exterior finishes | LATH | Galvanized metal lath | 1852.696 | SF | 8% | 18 | 2016 | 0.95 | 1915.2 | 0.025 | 46.317 | 48 | 2223.22 | 0 | 4138.42 | 30% | 2896.89 | 5379.95 | Provisional | A102/A106/A110 | Framedstucco substrate | EST | VERIFY quantity / selection before order | 112 | 163.304 | 1340.64 | 2489.76
B0179 | Finishes | Interior / exterior finishes | STUCCOBEAD | Stucco weep/corner/ control bead | 800 | LF | 5% | 10 | 840 | 1.4 | 1176 | 0.025 | 20 | 48 | 960 | 0 | 2136 | 30% | 1495.2 | 2776.8 | Provisional | A102/A106/A110 | Panelization provision | EST | VERIFY quantity / selection before order | 84 | 40 | 823.2 | 1528.8
B0180 | Finishes | Interior / exterior finishes | PAINTPR | Interior primer | 43 | GAL | 5% | 5 | 50 | 26 | 1300 | 0.14 | 6.02 | 48 | 288.96 | 0 | 1588.96 | 30% | 1112.27 | 2065.65 | Provisional | A102/A106/A110 | 350 SF/GAL onecoat | EST | VERIFY quantity / selection before order | 10 | 7 | 910 | 1690
B0181 | Finishes | Interior / exterior finishes | PAINTIN | Interior finish paint | 86 | GAL | 5% | 5 | 95 | 40 | 3800 | 0.18 | 15.48 | 48 | 743.04 | 0 | 4543.04 | 30% | 3180.13 | 5905.95 | Provisional | A102/A106/A110 | 2coats350 SF/GAL | EST | VERIFY quantity / selection before order | 19 | 9 | 2660 | 4940
B0182 | Finishes | Interior / exterior finishes | PAINTEX | Exterior paint /sealer | 30 | GAL | 5% | 5 | 35 | 42 | 1470 | 0.18 | 5.4 | 48 | 259.2 | 0 | 1729.2 | 30% | 1210.44 | 2247.96 | Provisional | A102/A106/A110 | 1primer+2finishcoats300 SF/GAL | EST | VERIFY quantity / selection before order | 7 | 5 | 1029 | 1911
B0183 | Finishes | Interior / exterior finishes | FLOORTILE | Interior porcelain flooring | 3122 | SF | 12% | 16 | 3504 | 4.5 | 15768 | 0.07 | 218.54 | 48 | 10489.92 | 0 | 26257.92 | 30% | 18380.54 | 34135.3 | Provisional | A102/A106/A110 | Fullconditionedfootprint budget includeswetfloors;fieldverifywall deductions | EST | VERIFY quantity / selection before order | 219 | 382 | 11037.6 | 20498.4
B0184 | Finishes | Interior / exterior finishes | THINSET | Floor thinset 50lb | 63 | bag | 5% | 1 | 67 | 28 | 1876 | 0.15 | 9.45 | 48 | 453.6 | 0 | 2329.6 | 30% | 1630.72 | 3028.48 | Provisional | A102/A106/A110 | 50 SF/bag | EST | VERIFY quantity / selection before order | 67 | 4 | 1313.2 | 2438.8
B0185 | Finishes | Interior / exterior finishes | GROUTTILE | Floor grout25lb | 21 | bag | 5% | 1 | 23 | 38 | 874 | 0.2 | 4.2 | 48 | 201.6 | 0 | 1075.6 | 30% | 752.92 | 1398.28 | Provisional | A102/A106/A110 | 150 SF/bag | EST | VERIFY quantity / selection before order | 23 | 2 | 611.8 | 1136.2
B0186 | Finishes | Interior / exterior finishes | LEVEL | Floor prep /leveler50lb | 24 | bag | 0% | 1 | 24 | 35 | 840 | 0.3 | 7.2 | 48 | 345.6 | 0 | 1185.6 | 30% | 829.92 | 1541.28 | Provisional | A102/A106/A110 | Localleveling provision | EST | VERIFY quantity / selection before order | 24 | 0 | 588 | 1092
B0187 | Finishes | Interior / exterior finishes | WALLTILE | Shower/tub wall tile | 600 | SF | 12% | 12 | 672 | 6 | 4032 | 0.1 | 60 | 48 | 2880 | 0 | 6912 | 30% | 4838.4 | 8985.6 | Provisional | A102/A106/A110 | 600 SFwetwalls | EST | VERIFY quantity / selection before order | 56 | 72 | 2822.4 | 5241.6
B0188 | Finishes | Interior / exterior finishes | WTHIN | Wall thinset 50lb | 12 | bag | 5% | 1 | 13 | 32 | 416 | 0.15 | 1.8 | 48 | 86.4 | 0 | 502.4 | 30% | 351.68 | 653.12 | Provisional | A102/A106/A110 | 600 SF/50 | EST | VERIFY quantity / selection before order | 13 | 1 | 291.2 | 540.8
B0189 | Finishes | Interior / exterior finishes | WGROUT | Wall grout 25lb | 6 | bag | 5% | 1 | 7 | 38 | 266 | 0.2 | 1.2 | 48 | 57.6 | 0 | 323.6 | 30% | 226.52 | 420.68 | Provisional | A102/A106/A110 | 600 SF/100 | EST | VERIFY quantity / selection before order | 7 | 1 | 186.2 | 345.8
B0190 | Finishes | Interior / exterior finishes | WATERPROOF | Hydro Ban-equivalent wet area membrane | 700 | SF | 10% | 1 | 770 | 1.5 | 1155 | 0.025 | 17.5 | 48 | 840 | 0 | 1995 | 30% | 1396.5 | 2593.5 | Provisional | A102/A106/A110 | Walls600 +showerfloor100; coveragefor2coats | EST | VERIFY quantity / selection before order | 770 | 70 | 808.5 | 1501.5
B0191 | Finishes | Interior / exterior finishes | PANMORTAR | Shower pan slope mortar60lb | 25 | bag | 0% | 1 | 25 | 9 | 225 | 0.2 | 5 | 48 | 240 | 0 | 465 | 30% | 325.5 | 604.5 | Provisional | A102/A106/A110 | 3 shower pan s; tubareaexcluded | EST | VERIFY quantity / selection before order | 25 | 0 | 157.5 | 292.5
B0192 | Finishes | Interior / exterior finishes | SHOWERGLASS | Shower glass /enclosure fabricated | 3 | EA | 0% | 1 | 3 | 1450 | 4350 | 3 | 9 | 48 | 432 | 0 | 4782 | 30% | 3347.4 | 6216.6 | Provisional | A102/A106/A110 | Master+suites2/3;no showerdoor over tubassumed | EST | VERIFY quantity / selection before order | 3 | 0 | 3045 | 5655
B0193 | Finishes | Interior / exterior finishes | BASE | Paint grade baseboard | 950 | LF | 10% | 16 | 1056 | 1.9 | 2006.4 | 0.06 | 57 | 48 | 2736 | 0 | 4742.4 | 30% | 3319.68 | 6165.12 | Provisional | A102/A106/A110 | Netwallrunsafterdoors/cabinetdeductions | EST | VERIFY quantity / selection before order | 66 | 106 | 1404.48 | 2608.32
B0194 | Finishes | Interior / exterior finishes | CASING | Interior door/window casing | 1250 | LF | 10% | 16 | 1376 | 1.6 | 2201.6 | 0.05 | 62.5 | 48 | 3000 | 0 | 5201.6 | 30% | 3641.12 | 6762.08 | Provisional | A102/A106/A110 | Openingperimeter allowance | EST | VERIFY quantity / selection before order | 86 | 126 | 1541.12 | 2862.08
B0195 | Finishes | Interior / exterior finishes | TRIMNAIL | Finish nails | 5000 | EA | 0% | 1000 | 5000 | 0.012 | 60 | 0.001 | 5 | 48 | 240 | 0 | 300 | 30% | 210 | 390 | Provisional | A102/A106/A110 | Trim fastening | EST | VERIFY quantity / selection before order | 5 | 0 | 42 | 78
B0196 | Finishes | Interior / exterior finishes | CAULK | Paintable interiorcaulk | 60 | tube | 0% | 1 | 60 | 4 | 240 | 0.12 | 7.2 | 48 | 345.6 | 0 | 585.6 | 30% | 409.92 | 761.28 | Provisional | A102/A106/A110 | Trimandjoints | EST | VERIFY quantity / selection before order | 60 | 0 | 168 | 312
B0197 | Finishes | Interior / exterior finishes | BATHACC | Towelbar/TP/robe accessoryset | 4 | set | 0% | 1 | 4 | 110 | 440 | 0.6 | 2.4 | 48 | 115.2 | 0 | 555.2 | 30% | 388.64 | 721.76 | Provisional | A102/A106/A110 | 4bathrooms | EST | VERIFY quantity / selection before order | 4 | 0 | 308 | 572
B0198 | Finishes | Interior / exterior finishes | MIRROR | Bathroom mirror | 5 | EA | 0% | 1 | 5 | 180 | 900 | 0.5 | 2.5 | 48 | 120 | 0 | 1020 | 30% | 714 | 1326 | Provisional | A102/A106/A110 | 5bath lavatories | EST | VERIFY quantity / selection before order | 5 | 0 | 630 | 1170
B0199 | Finishes | Interior / exterior finishes | EPOXY | Garage floor epoxy system | 675 | SF | 5% | 1 | 709 | 1.8 | 1276.2 | 0.03 | 20.25 | 48 | 972 | 0 | 2248.2 | 30% | 1573.74 | 2922.66 | Provisional | A102/A106/A110 | Owner selection allowance | EST | VERIFY quantity / selection before order | 709 | 34 | 893.34 | 1659.06
B0200 | Casework | Kitchen | CAB-Base | Base cabinet carcass/doors/drawers/hardware factory assembly | 28 | LF | 0% | 1 | 28 | 260 | 7280 | 0.7 | 19.6 | 55 | 1078 | 0 | 8358 | 35% | 5432.7 | 11283.3 | Provisional | A102 | Kitchen scaled cabinet frontage allowance;shop elevationsabsent | EST | VERIFY quantity / selection before order | 28 | 0 | 4732 | 9828
B0201 | Casework | Kitchen | CAB-Upper | Upper cabinet carcass/doors/drawers/hardware factory assembly | 14 | LF | 0% | 1 | 14 | 200 | 2800 | 0.7 | 9.8 | 55 | 539 | 0 | 3339 | 35% | 2170.35 | 4507.65 | Provisional | A102 | Kitchen scaled cabinet frontage allowance;shop elevationsabsent | EST | VERIFY quantity / selection before order | 14 | 0 | 1820 | 3780
B0202 | Casework | Kitchen | CAB-Tall | Tall cabinet carcass/doors/drawers/hardware factory assembly | 4 | LF | 0% | 1 | 4 | 420 | 1680 | 0.7 | 2.8 | 55 | 154 | 0 | 1834 | 35% | 1192.1 | 2475.9 | Provisional | A102 | Kitchen scaled cabinet frontage allowance;shop elevationsabsent | EST | VERIFY quantity / selection before order | 4 | 0 | 1092 | 2268
B0203 | Casework | Kitchen | QUARTZ | Quartz top fabricated with cutouts | 63 | SF | 0% | 1 | 63 | 55 | 3465 | 0.12 | 7.56 | 55 | 415.8 | 0 | 3880.8 | 35% | 2522.52 | 5239.08 | Provisional | A102 | 28 LF*2.25 ft nominaldepth;islandadditional below | EST | VERIFY quantity / selection before order | 63 | 0 | 2252.25 | 4677.75
B0204 | Casework | Pantry | CAB-Base | Base cabinet carcass/doors/drawers/hardware factory assembly | 9 | LF | 0% | 1 | 9 | 260 | 2340 | 0.7 | 6.3 | 55 | 346.5 | 0 | 2686.5 | 35% | 1746.23 | 3626.78 | Provisional | A102 | Pantry scaled cabinet frontage allowance;shop elevationsabsent | EST | VERIFY quantity / selection before order | 9 | 0 | 1521 | 3159
B0205 | Casework | Pantry | CAB-Upper | Upper cabinet carcass/doors/drawers/hardware factory assembly | 9 | LF | 0% | 1 | 9 | 200 | 1800 | 0.7 | 6.3 | 55 | 346.5 | 0 | 2146.5 | 35% | 1395.23 | 2897.78 | Provisional | A102 | Pantry scaled cabinet frontage allowance;shop elevationsabsent | EST | VERIFY quantity / selection before order | 9 | 0 | 1170 | 2430
B0206 | Casework | Pantry | CAB-Tall | Tall cabinet carcass/doors/drawers/hardware factory assembly | 4 | LF | 0% | 1 | 4 | 420 | 1680 | 0.7 | 2.8 | 55 | 154 | 0 | 1834 | 35% | 1192.1 | 2475.9 | Provisional | A102 | Pantry scaled cabinet frontage allowance;shop elevationsabsent | EST | VERIFY quantity / selection before order | 4 | 0 | 1092 | 2268
B0207 | Casework | Pantry | QUARTZ | Quartz top fabricated with cutouts | 20.25 | SF | 0% | 1 | 21 | 55 | 1155 | 0.12 | 2.43 | 55 | 133.65 | 0 | 1288.65 | 35% | 837.62 | 1739.68 | Provisional | A102 | 9 LF*2.25 ft nominaldepth;islandadditional below | EST | VERIFY quantity / selection before order | 21 | 0.75 | 750.75 | 1559.25
B0208 | Casework | Enclosed porch kitchen | CAB-Base | Base cabinet carcass/doors/drawers/hardware factory assembly | 10 | LF | 0% | 1 | 10 | 260 | 2600 | 0.7 | 7 | 55 | 385 | 0 | 2985 | 35% | 1940.25 | 4029.75 | Provisional | A102 | Enclosed porch kitchen scaled cabinet frontage allowance;shop elevationsabsent | EST | VERIFY quantity / selection before order | 10 | 0 | 1690 | 3510
B0209 | Casework | Enclosed porch kitchen | QUARTZ | Quartz top fabricated with cutouts | 22.5 | SF | 0% | 1 | 23 | 55 | 1265 | 0.12 | 2.7 | 55 | 148.5 | 0 | 1413.5 | 35% | 918.78 | 1908.23 | Provisional | A102 | 10 LF*2.25 ft nominaldepth;islandadditional below | EST | VERIFY quantity / selection before order | 23 | 0.5 | 822.25 | 1707.75
B0210 | Casework | Laundry | CAB-Base | Base cabinet carcass/doors/drawers/hardware factory assembly | 8 | LF | 0% | 1 | 8 | 260 | 2080 | 0.7 | 5.6 | 55 | 308 | 0 | 2388 | 35% | 1552.2 | 3223.8 | Provisional | A102 | Laundry scaled cabinet frontage allowance;shop elevationsabsent | EST | VERIFY quantity / selection before order | 8 | 0 | 1352 | 2808
B0211 | Casework | Laundry | CAB-Upper | Upper cabinet carcass/doors/drawers/hardware factory assembly | 8 | LF | 0% | 1 | 8 | 200 | 1600 | 0.7 | 5.6 | 55 | 308 | 0 | 1908 | 35% | 1240.2 | 2575.8 | Provisional | A102 | Laundry scaled cabinet frontage allowance;shop elevationsabsent | EST | VERIFY quantity / selection before order | 8 | 0 | 1040 | 2160
B0212 | Casework | Laundry | QUARTZ | Quartz top fabricated with cutouts | 18 | SF | 0% | 1 | 18 | 55 | 990 | 0.12 | 2.16 | 55 | 118.8 | 0 | 1108.8 | 35% | 720.72 | 1496.88 | Provisional | A102 | 8 LF*2.25 ft nominaldepth;islandadditional below | EST | VERIFY quantity / selection before order | 18 | 0 | 643.5 | 1336.5
B0213 | Casework | Master bath | CAB-Base | Base cabinet carcass/doors/drawers/hardware factory assembly | 8 | LF | 0% | 1 | 8 | 260 | 2080 | 0.7 | 5.6 | 55 | 308 | 0 | 2388 | 35% | 1552.2 | 3223.8 | Provisional | A102 | Master bath scaled cabinet frontage allowance;shop elevationsabsent | EST | VERIFY quantity / selection before order | 8 | 0 | 1352 | 2808
B0214 | Casework | Master bath | QUARTZ | Quartz top fabricated with cutouts | 18 | SF | 0% | 1 | 18 | 55 | 990 | 0.12 | 2.16 | 55 | 118.8 | 0 | 1108.8 | 35% | 720.72 | 1496.88 | Provisional | A102 | 8 LF*2.25 ft nominaldepth;islandadditional below | EST | VERIFY quantity / selection before order | 18 | 0 | 643.5 | 1336.5
B0215 | Casework | Guest baths | CAB-Base | Base cabinet carcass/doors/drawers/hardware factory assembly | 9 | LF | 0% | 1 | 9 | 260 | 2340 | 0.7 | 6.3 | 55 | 346.5 | 0 | 2686.5 | 35% | 1746.23 | 3626.78 | Provisional | A102 | Guest baths scaled cabinet frontage allowance;shop elevationsabsent | EST | VERIFY quantity / selection before order | 9 | 0 | 1521 | 3159
B0216 | Casework | Guest baths | QUARTZ | Quartz top fabricated with cutouts | 20.25 | SF | 0% | 1 | 21 | 55 | 1155 | 0.12 | 2.43 | 55 | 133.65 | 0 | 1288.65 | 35% | 837.62 | 1739.68 | Provisional | A102 | 9 LF*2.25 ft nominaldepth;islandadditional below | EST | VERIFY quantity / selection before order | 21 | 0.75 | 750.75 | 1559.25
B0217 | Casework | Kitchen island | QUARTZ | Island top extra depth beyond2.25 ft | 28 | SF | 0% | 1 | 28 | 55 | 1540 | 0.12 | 3.36 | 55 | 184.8 | 0 | 1724.8 | 35% | 1121.12 | 2328.48 | Provisional | A102 | Approx10 ftx5 ft less22.5 SF includedbasefrontage | EST | VERIFY quantity / selection before order | 28 | 0 | 1001 | 2079
B0218 | Casework | Millworkaccessories | CABFAST | Cabinet mounting screws | 300 | EA | 0% | 1 | 300 | 0.15 | 45 | 0.012 | 3.6 | 55 | 198 | 0 | 243 | 25% | 182.25 | 303.75 | Provisional | A102 | Separate installation/accessoryprovision | EST | VERIFY quantity / selection before order | 300 | 0 | 33.75 | 56.25
B0219 | Casework | Millworkaccessories | CABFILL | Cabinet fillers /endpanels | 20 | EA | 0% | 1 | 20 | 65 | 1300 | 0.35 | 7 | 55 | 385 | 0 | 1685 | 25% | 1263.75 | 2106.25 | Provisional | A102 | Separate installation/accessoryprovision | EST | VERIFY quantity / selection before order | 20 | 0 | 975 | 1625
B0220 | Casework | Millworkaccessories | CLOSET | Closet shelving /rod | 100 | LF | 0% | 1 | 100 | 18 | 1800 | 0.2 | 20 | 55 | 1100 | 0 | 2900 | 25% | 2175 | 3625 | Provisional | A102 | Separate installation/accessoryprovision | EST | VERIFY quantity / selection before order | 100 | 0 | 1350 | 2250
B0221 | Casework | Millworkaccessories | LINEN | Linen/ pantry shelving | 65 | LF | 0% | 1 | 65 | 16 | 1040 | 0.18 | 11.7 | 55 | 643.5 | 0 | 1683.5 | 25% | 1262.63 | 2104.38 | Provisional | A102 | Separate installation/accessoryprovision | EST | VERIFY quantity / selection before order | 65 | 0 | 780 | 1300
B0222 | Casework | Millworkaccessories | BENCH | Drop-off bench / back panel | 1 | EA | 0% | 1 | 1 | 850 | 850 | 5 | 5 | 55 | 275 | 0 | 1125 | 25% | 843.75 | 1406.25 | Provisional | A102 | Separate installation/accessoryprovision | EST | VERIFY quantity / selection before order | 1 | 0 | 637.5 | 1062.5
B0223 | Plumbing | L1 Suite2 bath | BASIN-Lavatory | Lavatory basin; cabinet/top excluded | 1 | EA | 0% | 1 | 1 | 150 | 150 | 1 | 1 | 68 | 68 | 0 | 218 | 25% | 163.5 | 272.5 | Derived fixture kit | A102/PP101/PP501/PP601 | L1: 1 per fixture; supply tails included with faucet, no separate hoses | EST | HOLD - engineering/selection/review | 1 | 0 | 112.5 | 187.5
B0224 | Plumbing | L1 Suite2 bath | FAUCET-Lavatory | Lavatory faucet with manufacturer supply tails | 1 | EA | 0% | 1 | 1 | 160 | 160 | 0.65 | 0.65 | 68 | 44.2 | 0 | 204.2 | 25% | 153.15 | 255.25 | Derived fixture kit | A102/PP101/PP501/PP601 | L1: 1 per fixture; supply tails included with faucet, no separate hoses | EST | HOLD - engineering/selection/review | 1 | 0 | 120 | 200
B0225 | Plumbing | L1 Suite2 bath | STOP | 1/2 x3/8 quarter-turn angle stop | 2 | EA | 0% | 1 | 2 | 12 | 24 | 0.18 | 0.36 | 68 | 24.48 | 0 | 48.48 | 25% | 36.36 | 60.6 | Derived fixture kit | A102/PP101/PP501/PP601 | L1: 2 per fixture; supply tails included with faucet, no separate hoses | EST | HOLD - engineering/selection/review | 2 | 0 | 18 | 30
B0226 | Plumbing | L1 Suite2 bath | ESC | Supply escutcheon | 2 | EA | 0% | 1 | 2 | 2 | 4 | 0.035 | 0.07 | 68 | 4.76 | 0 | 8.76 | 25% | 6.57 | 10.95 | Derived fixture kit | A102/PP101/PP501/PP601 | L1: 2 per fixture; supply tails included with faucet, no separate hoses | EST | HOLD - engineering/selection/review | 2 | 0 | 3 | 5
B0227 | Plumbing | L1 Suite2 bath | TRAP | 1-1/2 tubular P-trap kit | 1 | EA | 0% | 1 | 1 | 15 | 15 | 0.35 | 0.35 | 68 | 23.8 | 0 | 38.8 | 25% | 29.1 | 48.5 | Derived fixture kit | A102/PP101/PP501/PP601 | L1: 1 per fixture; supply tails included with faucet, no separate hoses | EST | HOLD - engineering/selection/review | 1 | 0 | 11.25 | 18.75
B0228 | Plumbing | L1 Suite2 bath | TRAPAD | DWV1-1/2 trap adapter | 1 | EA | 0% | 1 | 1 | 3 | 3 | 0.12 | 0.12 | 68 | 8.16 | 0 | 11.16 | 25% | 8.37 | 13.95 | Derived fixture kit | A102/PP101/PP501/PP601 | L1: 1 per fixture; supply tails included with faucet, no separate hoses | EST | HOLD - engineering/selection/review | 1 | 0 | 2.25 | 3.75
B0229 | Plumbing | L1 Suite2 bath | DRAIN | Basket strainer/tailpiece or pop-up drain | 1 | EA | 0% | 1 | 1 | 30 | 30 | 0.3 | 0.3 | 68 | 20.4 | 0 | 50.4 | 25% | 37.8 | 63 | Derived fixture kit | A102/PP101/PP501/PP601 | L1: 1 per fixture; supply tails included with faucet, no separate hoses | EST | HOLD - engineering/selection/review | 1 | 0 | 22.5 | 37.5
B0230 | Plumbing | L1 Suite2 bath | STUB | 1/2 threaded transition/stub-out | 2 | EA | 0% | 1 | 2 | 7 | 14 | 0.15 | 0.3 | 68 | 20.4 | 0 | 34.4 | 25% | 25.8 | 43 | Derived fixture kit | A102/PP101/PP501/PP601 | L1: 2 per fixture; supply tails included with faucet, no separate hoses | EST | HOLD - engineering/selection/review | 2 | 0 | 10.5 | 17.5
B0231 | Plumbing | L2 Suite3 bath | BASIN-Lavatory | Lavatory basin; cabinet/top excluded | 1 | EA | 0% | 1 | 1 | 150 | 150 | 1 | 1 | 68 | 68 | 0 | 218 | 25% | 163.5 | 272.5 | Derived fixture kit | A102/PP101/PP501/PP601 | L2: 1 per fixture; supply tails included with faucet, no separate hoses | EST | HOLD - engineering/selection/review | 1 | 0 | 112.5 | 187.5
B0232 | Plumbing | L2 Suite3 bath | FAUCET-Lavatory | Lavatory faucet with manufacturer supply tails | 1 | EA | 0% | 1 | 1 | 160 | 160 | 0.65 | 0.65 | 68 | 44.2 | 0 | 204.2 | 25% | 153.15 | 255.25 | Derived fixture kit | A102/PP101/PP501/PP601 | L2: 1 per fixture; supply tails included with faucet, no separate hoses | EST | HOLD - engineering/selection/review | 1 | 0 | 120 | 200
B0233 | Plumbing | L2 Suite3 bath | STOP | 1/2 x3/8 quarter-turn angle stop | 2 | EA | 0% | 1 | 2 | 12 | 24 | 0.18 | 0.36 | 68 | 24.48 | 0 | 48.48 | 25% | 36.36 | 60.6 | Derived fixture kit | A102/PP101/PP501/PP601 | L2: 2 per fixture; supply tails included with faucet, no separate hoses | EST | HOLD - engineering/selection/review | 2 | 0 | 18 | 30
B0234 | Plumbing | L2 Suite3 bath | ESC | Supply escutcheon | 2 | EA | 0% | 1 | 2 | 2 | 4 | 0.035 | 0.07 | 68 | 4.76 | 0 | 8.76 | 25% | 6.57 | 10.95 | Derived fixture kit | A102/PP101/PP501/PP601 | L2: 2 per fixture; supply tails included with faucet, no separate hoses | EST | HOLD - engineering/selection/review | 2 | 0 | 3 | 5
B0235 | Plumbing | L2 Suite3 bath | TRAP | 1-1/2 tubular P-trap kit | 1 | EA | 0% | 1 | 1 | 15 | 15 | 0.35 | 0.35 | 68 | 23.8 | 0 | 38.8 | 25% | 29.1 | 48.5 | Derived fixture kit | A102/PP101/PP501/PP601 | L2: 1 per fixture; supply tails included with faucet, no separate hoses | EST | HOLD - engineering/selection/review | 1 | 0 | 11.25 | 18.75
B0236 | Plumbing | L2 Suite3 bath | TRAPAD | DWV1-1/2 trap adapter | 1 | EA | 0% | 1 | 1 | 3 | 3 | 0.12 | 0.12 | 68 | 8.16 | 0 | 11.16 | 25% | 8.37 | 13.95 | Derived fixture kit | A102/PP101/PP501/PP601 | L2: 1 per fixture; supply tails included with faucet, no separate hoses | EST | HOLD - engineering/selection/review | 1 | 0 | 2.25 | 3.75
B0237 | Plumbing | L2 Suite3 bath | DRAIN | Basket strainer/tailpiece or pop-up drain | 1 | EA | 0% | 1 | 1 | 30 | 30 | 0.3 | 0.3 | 68 | 20.4 | 0 | 50.4 | 25% | 37.8 | 63 | Derived fixture kit | A102/PP101/PP501/PP601 | L2: 1 per fixture; supply tails included with faucet, no separate hoses | EST | HOLD - engineering/selection/review | 1 | 0 | 22.5 | 37.5
B0238 | Plumbing | L2 Suite3 bath | STUB | 1/2 threaded transition/stub-out | 2 | EA | 0% | 1 | 2 | 7 | 14 | 0.15 | 0.3 | 68 | 20.4 | 0 | 34.4 | 25% | 25.8 | 43 | Derived fixture kit | A102/PP101/PP501/PP601 | L2: 2 per fixture; supply tails included with faucet, no separate hoses | EST | HOLD - engineering/selection/review | 2 | 0 | 10.5 | 17.5
B0239 | Plumbing | L3 Suite4 bath | BASIN-Lavatory | Lavatory basin; cabinet/top excluded | 1 | EA | 0% | 1 | 1 | 150 | 150 | 1 | 1 | 68 | 68 | 0 | 218 | 25% | 163.5 | 272.5 | Derived fixture kit | A102/PP101/PP501/PP601 | L3: 1 per fixture; supply tails included with faucet, no separate hoses | EST | HOLD - engineering/selection/review | 1 | 0 | 112.5 | 187.5
B0240 | Plumbing | L3 Suite4 bath | FAUCET-Lavatory | Lavatory faucet with manufacturer supply tails | 1 | EA | 0% | 1 | 1 | 160 | 160 | 0.65 | 0.65 | 68 | 44.2 | 0 | 204.2 | 25% | 153.15 | 255.25 | Derived fixture kit | A102/PP101/PP501/PP601 | L3: 1 per fixture; supply tails included with faucet, no separate hoses | EST | HOLD - engineering/selection/review | 1 | 0 | 120 | 200
B0241 | Plumbing | L3 Suite4 bath | STOP | 1/2 x3/8 quarter-turn angle stop | 2 | EA | 0% | 1 | 2 | 12 | 24 | 0.18 | 0.36 | 68 | 24.48 | 0 | 48.48 | 25% | 36.36 | 60.6 | Derived fixture kit | A102/PP101/PP501/PP601 | L3: 2 per fixture; supply tails included with faucet, no separate hoses | EST | HOLD - engineering/selection/review | 2 | 0 | 18 | 30
B0242 | Plumbing | L3 Suite4 bath | ESC | Supply escutcheon | 2 | EA | 0% | 1 | 2 | 2 | 4 | 0.035 | 0.07 | 68 | 4.76 | 0 | 8.76 | 25% | 6.57 | 10.95 | Derived fixture kit | A102/PP101/PP501/PP601 | L3: 2 per fixture; supply tails included with faucet, no separate hoses | EST | HOLD - engineering/selection/review | 2 | 0 | 3 | 5
B0243 | Plumbing | L3 Suite4 bath | TRAP | 1-1/2 tubular P-trap kit | 1 | EA | 0% | 1 | 1 | 15 | 15 | 0.35 | 0.35 | 68 | 23.8 | 0 | 38.8 | 25% | 29.1 | 48.5 | Derived fixture kit | A102/PP101/PP501/PP601 | L3: 1 per fixture; supply tails included with faucet, no separate hoses | EST | HOLD - engineering/selection/review | 1 | 0 | 11.25 | 18.75
B0244 | Plumbing | L3 Suite4 bath | TRAPAD | DWV1-1/2 trap adapter | 1 | EA | 0% | 1 | 1 | 3 | 3 | 0.12 | 0.12 | 68 | 8.16 | 0 | 11.16 | 25% | 8.37 | 13.95 | Derived fixture kit | A102/PP101/PP501/PP601 | L3: 1 per fixture; supply tails included with faucet, no separate hoses | EST | HOLD - engineering/selection/review | 1 | 0 | 2.25 | 3.75
B0245 | Plumbing | L3 Suite4 bath | DRAIN | Basket strainer/tailpiece or pop-up drain | 1 | EA | 0% | 1 | 1 | 30 | 30 | 0.3 | 0.3 | 68 | 20.4 | 0 | 50.4 | 25% | 37.8 | 63 | Derived fixture kit | A102/PP101/PP501/PP601 | L3: 1 per fixture; supply tails included with faucet, no separate hoses | EST | HOLD - engineering/selection/review | 1 | 0 | 22.5 | 37.5
B0246 | Plumbing | L3 Suite4 bath | STUB | 1/2 threaded transition/stub-out | 2 | EA | 0% | 1 | 2 | 7 | 14 | 0.15 | 0.3 | 68 | 20.4 | 0 | 34.4 | 25% | 25.8 | 43 | Derived fixture kit | A102/PP101/PP501/PP601 | L3: 2 per fixture; supply tails included with faucet, no separate hoses | EST | HOLD - engineering/selection/review | 2 | 0 | 10.5 | 17.5
B0247 | Plumbing | L4 Master bath north | BASIN-Lavatory | Lavatory basin; cabinet/top excluded | 1 | EA | 0% | 1 | 1 | 150 | 150 | 1 | 1 | 68 | 68 | 0 | 218 | 25% | 163.5 | 272.5 | Derived fixture kit | A102/PP101/PP501/PP601 | L4: 1 per fixture; supply tails included with faucet, no separate hoses | EST | HOLD - engineering/selection/review | 1 | 0 | 112.5 | 187.5
B0248 | Plumbing | L4 Master bath north | FAUCET-Lavatory | Lavatory faucet with manufacturer supply tails | 1 | EA | 0% | 1 | 1 | 160 | 160 | 0.65 | 0.65 | 68 | 44.2 | 0 | 204.2 | 25% | 153.15 | 255.25 | Derived fixture kit | A102/PP101/PP501/PP601 | L4: 1 per fixture; supply tails included with faucet, no separate hoses | EST | HOLD - engineering/selection/review | 1 | 0 | 120 | 200
B0249 | Plumbing | L4 Master bath north | STOP | 1/2 x3/8 quarter-turn angle stop | 2 | EA | 0% | 1 | 2 | 12 | 24 | 0.18 | 0.36 | 68 | 24.48 | 0 | 48.48 | 25% | 36.36 | 60.6 | Derived fixture kit | A102/PP101/PP501/PP601 | L4: 2 per fixture; supply tails included with faucet, no separate hoses | EST | HOLD - engineering/selection/review | 2 | 0 | 18 | 30
B0250 | Plumbing | L4 Master bath north | ESC | Supply escutcheon | 2 | EA | 0% | 1 | 2 | 2 | 4 | 0.035 | 0.07 | 68 | 4.76 | 0 | 8.76 | 25% | 6.57 | 10.95 | Derived fixture kit | A102/PP101/PP501/PP601 | L4: 2 per fixture; supply tails included with faucet, no separate hoses | EST | HOLD - engineering/selection/review | 2 | 0 | 3 | 5
B0251 | Plumbing | L4 Master bath north | TRAP | 1-1/2 tubular P-trap kit | 1 | EA | 0% | 1 | 1 | 15 | 15 | 0.35 | 0.35 | 68 | 23.8 | 0 | 38.8 | 25% | 29.1 | 48.5 | Derived fixture kit | A102/PP101/PP501/PP601 | L4: 1 per fixture; supply tails included with faucet, no separate hoses | EST | HOLD - engineering/selection/review | 1 | 0 | 11.25 | 18.75
B0252 | Plumbing | L4 Master bath north | TRAPAD | DWV1-1/2 trap adapter | 1 | EA | 0% | 1 | 1 | 3 | 3 | 0.12 | 0.12 | 68 | 8.16 | 0 | 11.16 | 25% | 8.37 | 13.95 | Derived fixture kit | A102/PP101/PP501/PP601 | L4: 1 per fixture; supply tails included with faucet, no separate hoses | EST | HOLD - engineering/selection/review | 1 | 0 | 2.25 | 3.75
B0253 | Plumbing | L4 Master bath north | DRAIN | Basket strainer/tailpiece or pop-up drain | 1 | EA | 0% | 1 | 1 | 30 | 30 | 0.3 | 0.3 | 68 | 20.4 | 0 | 50.4 | 25% | 37.8 | 63 | Derived fixture kit | A102/PP101/PP501/PP601 | L4: 1 per fixture; supply tails included with faucet, no separate hoses | EST | HOLD - engineering/selection/review | 1 | 0 | 22.5 | 37.5
B0254 | Plumbing | L4 Master bath north | STUB | 1/2 threaded transition/stub-out | 2 | EA | 0% | 1 | 2 | 7 | 14 | 0.15 | 0.3 | 68 | 20.4 | 0 | 34.4 | 25% | 25.8 | 43 | Derived fixture kit | A102/PP101/PP501/PP601 | L4: 2 per fixture; supply tails included with faucet, no separate hoses | EST | HOLD - engineering/selection/review | 2 | 0 | 10.5 | 17.5
B0255 | Plumbing | L5 Master bath south | BASIN-Lavatory | Lavatory basin; cabinet/top excluded | 1 | EA | 0% | 1 | 1 | 150 | 150 | 1 | 1 | 68 | 68 | 0 | 218 | 25% | 163.5 | 272.5 | Derived fixture kit | A102/PP101/PP501/PP601 | L5: 1 per fixture; supply tails included with faucet, no separate hoses | EST | HOLD - engineering/selection/review | 1 | 0 | 112.5 | 187.5
B0256 | Plumbing | L5 Master bath south | FAUCET-Lavatory | Lavatory faucet with manufacturer supply tails | 1 | EA | 0% | 1 | 1 | 160 | 160 | 0.65 | 0.65 | 68 | 44.2 | 0 | 204.2 | 25% | 153.15 | 255.25 | Derived fixture kit | A102/PP101/PP501/PP601 | L5: 1 per fixture; supply tails included with faucet, no separate hoses | EST | HOLD - engineering/selection/review | 1 | 0 | 120 | 200
B0257 | Plumbing | L5 Master bath south | STOP | 1/2 x3/8 quarter-turn angle stop | 2 | EA | 0% | 1 | 2 | 12 | 24 | 0.18 | 0.36 | 68 | 24.48 | 0 | 48.48 | 25% | 36.36 | 60.6 | Derived fixture kit | A102/PP101/PP501/PP601 | L5: 2 per fixture; supply tails included with faucet, no separate hoses | EST | HOLD - engineering/selection/review | 2 | 0 | 18 | 30
B0258 | Plumbing | L5 Master bath south | ESC | Supply escutcheon | 2 | EA | 0% | 1 | 2 | 2 | 4 | 0.035 | 0.07 | 68 | 4.76 | 0 | 8.76 | 25% | 6.57 | 10.95 | Derived fixture kit | A102/PP101/PP501/PP601 | L5: 2 per fixture; supply tails included with faucet, no separate hoses | EST | HOLD - engineering/selection/review | 2 | 0 | 3 | 5
B0259 | Plumbing | L5 Master bath south | TRAP | 1-1/2 tubular P-trap kit | 1 | EA | 0% | 1 | 1 | 15 | 15 | 0.35 | 0.35 | 68 | 23.8 | 0 | 38.8 | 25% | 29.1 | 48.5 | Derived fixture kit | A102/PP101/PP501/PP601 | L5: 1 per fixture; supply tails included with faucet, no separate hoses | EST | HOLD - engineering/selection/review | 1 | 0 | 11.25 | 18.75
B0260 | Plumbing | L5 Master bath south | TRAPAD | DWV1-1/2 trap adapter | 1 | EA | 0% | 1 | 1 | 3 | 3 | 0.12 | 0.12 | 68 | 8.16 | 0 | 11.16 | 25% | 8.37 | 13.95 | Derived fixture kit | A102/PP101/PP501/PP601 | L5: 1 per fixture; supply tails included with faucet, no separate hoses | EST | HOLD - engineering/selection/review | 1 | 0 | 2.25 | 3.75
B0261 | Plumbing | L5 Master bath south | DRAIN | Basket strainer/tailpiece or pop-up drain | 1 | EA | 0% | 1 | 1 | 30 | 30 | 0.3 | 0.3 | 68 | 20.4 | 0 | 50.4 | 25% | 37.8 | 63 | Derived fixture kit | A102/PP101/PP501/PP601 | L5: 1 per fixture; supply tails included with faucet, no separate hoses | EST | HOLD - engineering/selection/review | 1 | 0 | 22.5 | 37.5
B0262 | Plumbing | L5 Master bath south | STUB | 1/2 threaded transition/stub-out | 2 | EA | 0% | 1 | 2 | 7 | 14 | 0.15 | 0.3 | 68 | 20.4 | 0 | 34.4 | 25% | 25.8 | 43 | Derived fixture kit | A102/PP101/PP501/PP601 | L5: 2 per fixture; supply tails included with faucet, no separate hoses | EST | HOLD - engineering/selection/review | 2 | 0 | 10.5 | 17.5
B0263 | Plumbing | K1 Kitchen island | BASIN-Kitchen sink | Kitchen sink basin; cabinet/top excluded | 1 | EA | 0% | 1 | 1 | 350 | 350 | 1 | 1 | 68 | 68 | 0 | 418 | 25% | 313.5 | 522.5 | Derived fixture kit | A102/PP101/PP501/PP601 | K1: 1 per fixture; supply tails included with faucet, no separate hoses | EST | HOLD - engineering/selection/review | 1 | 0 | 262.5 | 437.5
B0264 | Plumbing | K1 Kitchen island | FAUCET-Kitchen sink | Kitchen sink faucet with manufacturer supply tails | 1 | EA | 0% | 1 | 1 | 280 | 280 | 0.65 | 0.65 | 68 | 44.2 | 0 | 324.2 | 25% | 243.15 | 405.25 | Derived fixture kit | A102/PP101/PP501/PP601 | K1: 1 per fixture; supply tails included with faucet, no separate hoses | EST | HOLD - engineering/selection/review | 1 | 0 | 210 | 350
B0265 | Plumbing | K1 Kitchen island | STOP | 1/2 x3/8 quarter-turn angle stop | 2 | EA | 0% | 1 | 2 | 12 | 24 | 0.18 | 0.36 | 68 | 24.48 | 0 | 48.48 | 25% | 36.36 | 60.6 | Derived fixture kit | A102/PP101/PP501/PP601 | K1: 2 per fixture; supply tails included with faucet, no separate hoses | EST | HOLD - engineering/selection/review | 2 | 0 | 18 | 30
B0266 | Plumbing | K1 Kitchen island | ESC | Supply escutcheon | 2 | EA | 0% | 1 | 2 | 2 | 4 | 0.035 | 0.07 | 68 | 4.76 | 0 | 8.76 | 25% | 6.57 | 10.95 | Derived fixture kit | A102/PP101/PP501/PP601 | K1: 2 per fixture; supply tails included with faucet, no separate hoses | EST | HOLD - engineering/selection/review | 2 | 0 | 3 | 5
B0267 | Plumbing | K1 Kitchen island | TRAP | 1-1/2 tubular P-trap kit | 1 | EA | 0% | 1 | 1 | 15 | 15 | 0.35 | 0.35 | 68 | 23.8 | 0 | 38.8 | 25% | 29.1 | 48.5 | Derived fixture kit | A102/PP101/PP501/PP601 | K1: 1 per fixture; supply tails included with faucet, no separate hoses | EST | HOLD - engineering/selection/review | 1 | 0 | 11.25 | 18.75
B0268 | Plumbing | K1 Kitchen island | TRAPAD | DWV1-1/2 trap adapter | 1 | EA | 0% | 1 | 1 | 3 | 3 | 0.12 | 0.12 | 68 | 8.16 | 0 | 11.16 | 25% | 8.37 | 13.95 | Derived fixture kit | A102/PP101/PP501/PP601 | K1: 1 per fixture; supply tails included with faucet, no separate hoses | EST | HOLD - engineering/selection/review | 1 | 0 | 2.25 | 3.75
B0269 | Plumbing | K1 Kitchen island | DRAIN | Basket strainer/tailpiece or pop-up drain | 1 | EA | 0% | 1 | 1 | 30 | 30 | 0.3 | 0.3 | 68 | 20.4 | 0 | 50.4 | 25% | 37.8 | 63 | Derived fixture kit | A102/PP101/PP501/PP601 | K1: 1 per fixture; supply tails included with faucet, no separate hoses | EST | HOLD - engineering/selection/review | 1 | 0 | 22.5 | 37.5
B0270 | Plumbing | K1 Kitchen island | STUB | 1/2 threaded transition/stub-out | 2 | EA | 0% | 1 | 2 | 7 | 14 | 0.15 | 0.3 | 68 | 20.4 | 0 | 34.4 | 25% | 25.8 | 43 | Derived fixture kit | A102/PP101/PP501/PP601 | K1: 2 per fixture; supply tails included with faucet, no separate hoses | EST | HOLD - engineering/selection/review | 2 | 0 | 10.5 | 17.5
B0271 | Plumbing | K1 Kitchen island | DISPOSER | 3/4HP disposal with mounting flange | 1 | EA | 0% | 1 | 1 | 220 | 220 | 0.65 | 0.65 | 68 | 44.2 | 0 | 264.2 | 25% | 198.15 | 330.25 | Derived fixture kit | A102/PP101/PP501/PP601 | K1: 1 per fixture; supply tails included with faucet, no separate hoses | EST | HOLD - engineering/selection/review | 1 | 0 | 165 | 275
B0272 | Plumbing | K1 Kitchen island | DWTAIL | Dishwasher branch / disposal connection | 1 | EA | 0% | 1 | 1 | 8 | 8 | 0.1 | 0.1 | 68 | 6.8 | 0 | 14.8 | 25% | 11.1 | 18.5 | Derived fixture kit | A102/PP101/PP501/PP601 | K1: 1 per fixture; supply tails included with faucet, no separate hoses | EST | HOLD - engineering/selection/review | 1 | 0 | 6 | 10
B0273 | Plumbing | K2 Porch kitchen | BASIN-Kitchen sink | Kitchen sink basin; cabinet/top excluded | 1 | EA | 0% | 1 | 1 | 350 | 350 | 1 | 1 | 68 | 68 | 0 | 418 | 25% | 313.5 | 522.5 | Derived fixture kit | A102/PP101/PP501/PP601 | K2: 1 per fixture; supply tails included with faucet, no separate hoses | EST | HOLD - engineering/selection/review | 1 | 0 | 262.5 | 437.5
B0274 | Plumbing | K2 Porch kitchen | FAUCET-Kitchen sink | Kitchen sink faucet with manufacturer supply tails | 1 | EA | 0% | 1 | 1 | 280 | 280 | 0.65 | 0.65 | 68 | 44.2 | 0 | 324.2 | 25% | 243.15 | 405.25 | Derived fixture kit | A102/PP101/PP501/PP601 | K2: 1 per fixture; supply tails included with faucet, no separate hoses | EST | HOLD - engineering/selection/review | 1 | 0 | 210 | 350
B0275 | Plumbing | K2 Porch kitchen | STOP | 1/2 x3/8 quarter-turn angle stop | 2 | EA | 0% | 1 | 2 | 12 | 24 | 0.18 | 0.36 | 68 | 24.48 | 0 | 48.48 | 25% | 36.36 | 60.6 | Derived fixture kit | A102/PP101/PP501/PP601 | K2: 2 per fixture; supply tails included with faucet, no separate hoses | EST | HOLD - engineering/selection/review | 2 | 0 | 18 | 30
B0276 | Plumbing | K2 Porch kitchen | ESC | Supply escutcheon | 2 | EA | 0% | 1 | 2 | 2 | 4 | 0.035 | 0.07 | 68 | 4.76 | 0 | 8.76 | 25% | 6.57 | 10.95 | Derived fixture kit | A102/PP101/PP501/PP601 | K2: 2 per fixture; supply tails included with faucet, no separate hoses | EST | HOLD - engineering/selection/review | 2 | 0 | 3 | 5
B0277 | Plumbing | K2 Porch kitchen | TRAP | 1-1/2 tubular P-trap kit | 1 | EA | 0% | 1 | 1 | 15 | 15 | 0.35 | 0.35 | 68 | 23.8 | 0 | 38.8 | 25% | 29.1 | 48.5 | Derived fixture kit | A102/PP101/PP501/PP601 | K2: 1 per fixture; supply tails included with faucet, no separate hoses | EST | HOLD - engineering/selection/review | 1 | 0 | 11.25 | 18.75
B0278 | Plumbing | K2 Porch kitchen | TRAPAD | DWV1-1/2 trap adapter | 1 | EA | 0% | 1 | 1 | 3 | 3 | 0.12 | 0.12 | 68 | 8.16 | 0 | 11.16 | 25% | 8.37 | 13.95 | Derived fixture kit | A102/PP101/PP501/PP601 | K2: 1 per fixture; supply tails included with faucet, no separate hoses | EST | HOLD - engineering/selection/review | 1 | 0 | 2.25 | 3.75
B0279 | Plumbing | K2 Porch kitchen | DRAIN | Basket strainer/tailpiece or pop-up drain | 1 | EA | 0% | 1 | 1 | 30 | 30 | 0.3 | 0.3 | 68 | 20.4 | 0 | 50.4 | 25% | 37.8 | 63 | Derived fixture kit | A102/PP101/PP501/PP601 | K2: 1 per fixture; supply tails included with faucet, no separate hoses | EST | HOLD - engineering/selection/review | 1 | 0 | 22.5 | 37.5
B0280 | Plumbing | K2 Porch kitchen | STUB | 1/2 threaded transition/stub-out | 2 | EA | 0% | 1 | 2 | 7 | 14 | 0.15 | 0.3 | 68 | 20.4 | 0 | 34.4 | 25% | 25.8 | 43 | Derived fixture kit | A102/PP101/PP501/PP601 | K2: 2 per fixture; supply tails included with faucet, no separate hoses | EST | HOLD - engineering/selection/review | 2 | 0 | 10.5 | 17.5
B0281 | Plumbing | K2 Porch kitchen | DISPOSER | 3/4HP disposal with mounting flange | 1 | EA | 0% | 1 | 1 | 220 | 220 | 0.65 | 0.65 | 68 | 44.2 | 0 | 264.2 | 25% | 198.15 | 330.25 | Derived fixture kit | A102/PP101/PP501/PP601 | K2: 1 per fixture; supply tails included with faucet, no separate hoses | EST | HOLD - engineering/selection/review | 1 | 0 | 165 | 275
B0282 | Plumbing | K2 Porch kitchen | DWTAIL | Dishwasher branch / disposal connection | 1 | EA | 0% | 1 | 1 | 8 | 8 | 0.1 | 0.1 | 68 | 6.8 | 0 | 14.8 | 25% | 11.1 | 18.5 | Derived fixture kit | A102/PP101/PP501/PP601 | K2: 1 per fixture; supply tails included with faucet, no separate hoses | EST | HOLD - engineering/selection/review | 1 | 0 | 6 | 10
B0283 | Plumbing | U1 Laundry | BASIN-Laundry sink | Laundry sink basin; cabinet/top excluded | 1 | EA | 0% | 1 | 1 | 190 | 190 | 1 | 1 | 68 | 68 | 0 | 258 | 25% | 193.5 | 322.5 | Derived fixture kit | A102/PP101/PP501/PP601 | U1: 1 per fixture; supply tails included with faucet, no separate hoses | EST | HOLD - engineering/selection/review | 1 | 0 | 142.5 | 237.5
B0284 | Plumbing | U1 Laundry | FAUCET-Laundry sink | Laundry sink faucet with manufacturer supply tails | 1 | EA | 0% | 1 | 1 | 160 | 160 | 0.65 | 0.65 | 68 | 44.2 | 0 | 204.2 | 25% | 153.15 | 255.25 | Derived fixture kit | A102/PP101/PP501/PP601 | U1: 1 per fixture; supply tails included with faucet, no separate hoses | EST | HOLD - engineering/selection/review | 1 | 0 | 120 | 200
B0285 | Plumbing | U1 Laundry | STOP | 1/2 x3/8 quarter-turn angle stop | 2 | EA | 0% | 1 | 2 | 12 | 24 | 0.18 | 0.36 | 68 | 24.48 | 0 | 48.48 | 25% | 36.36 | 60.6 | Derived fixture kit | A102/PP101/PP501/PP601 | U1: 2 per fixture; supply tails included with faucet, no separate hoses | EST | HOLD - engineering/selection/review | 2 | 0 | 18 | 30
B0286 | Plumbing | U1 Laundry | ESC | Supply escutcheon | 2 | EA | 0% | 1 | 2 | 2 | 4 | 0.035 | 0.07 | 68 | 4.76 | 0 | 8.76 | 25% | 6.57 | 10.95 | Derived fixture kit | A102/PP101/PP501/PP601 | U1: 2 per fixture; supply tails included with faucet, no separate hoses | EST | HOLD - engineering/selection/review | 2 | 0 | 3 | 5
B0287 | Plumbing | U1 Laundry | TRAP | 1-1/2 tubular P-trap kit | 1 | EA | 0% | 1 | 1 | 15 | 15 | 0.35 | 0.35 | 68 | 23.8 | 0 | 38.8 | 25% | 29.1 | 48.5 | Derived fixture kit | A102/PP101/PP501/PP601 | U1: 1 per fixture; supply tails included with faucet, no separate hoses | EST | HOLD - engineering/selection/review | 1 | 0 | 11.25 | 18.75
B0288 | Plumbing | U1 Laundry | TRAPAD | DWV1-1/2 trap adapter | 1 | EA | 0% | 1 | 1 | 3 | 3 | 0.12 | 0.12 | 68 | 8.16 | 0 | 11.16 | 25% | 8.37 | 13.95 | Derived fixture kit | A102/PP101/PP501/PP601 | U1: 1 per fixture; supply tails included with faucet, no separate hoses | EST | HOLD - engineering/selection/review | 1 | 0 | 2.25 | 3.75
B0289 | Plumbing | U1 Laundry | DRAIN | Basket strainer/tailpiece or pop-up drain | 1 | EA | 0% | 1 | 1 | 30 | 30 | 0.3 | 0.3 | 68 | 20.4 | 0 | 50.4 | 25% | 37.8 | 63 | Derived fixture kit | A102/PP101/PP501/PP601 | U1: 1 per fixture; supply tails included with faucet, no separate hoses | EST | HOLD - engineering/selection/review | 1 | 0 | 22.5 | 37.5
B0290 | Plumbing | U1 Laundry | STUB | 1/2 threaded transition/stub-out | 2 | EA | 0% | 1 | 2 | 7 | 14 | 0.15 | 0.3 | 68 | 20.4 | 0 | 34.4 | 25% | 25.8 | 43 | Derived fixture kit | A102/PP101/PP501/PP601 | U1: 2 per fixture; supply tails included with faucet, no separate hoses | EST | HOLD - engineering/selection/review | 2 | 0 | 10.5 | 17.5
B0291 | Plumbing | W1 Suite2 bath | WC | Elongated Water Sense toilet with seat | 1 | EA | 0% | 1 | 1 | 300 | 300 | 1.25 | 1.25 | 68 | 85 | 0 | 385 | 25% | 288.75 | 481.25 | Derived fixture kit | A102/PP101/PP501/PP601 | W1: 1 per fixture; supply tails included with faucet, no separate hoses | EST | HOLD - engineering/selection/review | 1 | 0 | 225 | 375
B0292 | Plumbing | W1 Suite2 bath | FLANGE | 3x4PVC closet flange stainlessring | 1 | EA | 0% | 1 | 1 | 24 | 24 | 0.35 | 0.35 | 68 | 23.8 | 0 | 47.8 | 25% | 35.85 | 59.75 | Derived fixture kit | A102/PP101/PP501/PP601 | W1: 1 per fixture; supply tails included with faucet, no separate hoses | EST | HOLD - engineering/selection/review | 1 | 0 | 18 | 30
B0293 | Plumbing | W1 Suite2 bath | WCSEAL | Closet seal | 1 | EA | 0% | 1 | 1 | 9 | 9 | 0.15 | 0.15 | 68 | 10.2 | 0 | 19.2 | 25% | 14.4 | 24 | Derived fixture kit | A102/PP101/PP501/PP601 | W1: 1 per fixture; supply tails included with faucet, no separate hoses | EST | HOLD - engineering/selection/review | 1 | 0 | 6.75 | 11.25
B0294 | Plumbing | W1 Suite2 bath | WCBOLT | Closet bolt/cap set | 1 | EA | 0% | 1 | 1 | 6 | 6 | 0.08 | 0.08 | 68 | 5.44 | 0 | 11.44 | 25% | 8.58 | 14.3 | Derived fixture kit | A102/PP101/PP501/PP601 | W1: 1 per fixture; supply tails included with faucet, no separate hoses | EST | HOLD - engineering/selection/review | 1 | 0 | 4.5 | 7.5
B0295 | Plumbing | W1 Suite2 bath | STOP | 1/2 x3/8 quarter-turn angle stop | 1 | EA | 0% | 1 | 1 | 12 | 12 | 0.18 | 0.18 | 68 | 12.24 | 0 | 24.24 | 25% | 18.18 | 30.3 | Derived fixture kit | A102/PP101/PP501/PP601 | W1: 1 per fixture; supply tails included with faucet, no separate hoses | EST | HOLD - engineering/selection/review | 1 | 0 | 9 | 15
B0296 | Plumbing | W1 Suite2 bath | WCSUP | Braided closet supply3/8x7/8 | 1 | EA | 0% | 1 | 1 | 9 | 9 | 0.12 | 0.12 | 68 | 8.16 | 0 | 17.16 | 25% | 12.87 | 21.45 | Derived fixture kit | A102/PP101/PP501/PP601 | W1: 1 per fixture; supply tails included with faucet, no separate hoses | EST | HOLD - engineering/selection/review | 1 | 0 | 6.75 | 11.25
B0297 | Plumbing | W1 Suite2 bath | ESC | Supply escutcheon | 1 | EA | 0% | 1 | 1 | 2 | 2 | 0.035 | 0.035 | 68 | 2.38 | 0 | 4.38 | 25% | 3.29 | 5.48 | Derived fixture kit | A102/PP101/PP501/PP601 | W1: 1 per fixture; supply tails included with faucet, no separate hoses | EST | HOLD - engineering/selection/review | 1 | 0 | 1.5 | 2.5
B0298 | Plumbing | W1 Suite2 bath | STUB | 1/2 threaded transition/stub-out | 1 | EA | 0% | 1 | 1 | 7 | 7 | 0.15 | 0.15 | 68 | 10.2 | 0 | 17.2 | 25% | 12.9 | 21.5 | Derived fixture kit | A102/PP101/PP501/PP601 | W1: 1 per fixture; supply tails included with faucet, no separate hoses | EST | HOLD - engineering/selection/review | 1 | 0 | 5.25 | 8.75
B0299 | Plumbing | W2 Suite3 bath | WC | Elongated Water Sense toilet with seat | 1 | EA | 0% | 1 | 1 | 300 | 300 | 1.25 | 1.25 | 68 | 85 | 0 | 385 | 25% | 288.75 | 481.25 | Derived fixture kit | A102/PP101/PP501/PP601 | W2: 1 per fixture; supply tails included with faucet, no separate hoses | EST | HOLD - engineering/selection/review | 1 | 0 | 225 | 375
B0300 | Plumbing | W2 Suite3 bath | FLANGE | 3x4PVC closet flange stainlessring | 1 | EA | 0% | 1 | 1 | 24 | 24 | 0.35 | 0.35 | 68 | 23.8 | 0 | 47.8 | 25% | 35.85 | 59.75 | Derived fixture kit | A102/PP101/PP501/PP601 | W2: 1 per fixture; supply tails included with faucet, no separate hoses | EST | HOLD - engineering/selection/review | 1 | 0 | 18 | 30
B0301 | Plumbing | W2 Suite3 bath | WCSEAL | Closet seal | 1 | EA | 0% | 1 | 1 | 9 | 9 | 0.15 | 0.15 | 68 | 10.2 | 0 | 19.2 | 25% | 14.4 | 24 | Derived fixture kit | A102/PP101/PP501/PP601 | W2: 1 per fixture; supply tails included with faucet, no separate hoses | EST | HOLD - engineering/selection/review | 1 | 0 | 6.75 | 11.25
B0302 | Plumbing | W2 Suite3 bath | WCBOLT | Closet bolt/cap set | 1 | EA | 0% | 1 | 1 | 6 | 6 | 0.08 | 0.08 | 68 | 5.44 | 0 | 11.44 | 25% | 8.58 | 14.3 | Derived fixture kit | A102/PP101/PP501/PP601 | W2: 1 per fixture; supply tails included with faucet, no separate hoses | EST | HOLD - engineering/selection/review | 1 | 0 | 4.5 | 7.5
B0303 | Plumbing | W2 Suite3 bath | STOP | 1/2 x3/8 quarter-turn angle stop | 1 | EA | 0% | 1 | 1 | 12 | 12 | 0.18 | 0.18 | 68 | 12.24 | 0 | 24.24 | 25% | 18.18 | 30.3 | Derived fixture kit | A102/PP101/PP501/PP601 | W2: 1 per fixture; supply tails included with faucet, no separate hoses | EST | HOLD - engineering/selection/review | 1 | 0 | 9 | 15
B0304 | Plumbing | W2 Suite3 bath | WCSUP | Braided closet supply3/8x7/8 | 1 | EA | 0% | 1 | 1 | 9 | 9 | 0.12 | 0.12 | 68 | 8.16 | 0 | 17.16 | 25% | 12.87 | 21.45 | Derived fixture kit | A102/PP101/PP501/PP601 | W2: 1 per fixture; supply tails included with faucet, no separate hoses | EST | HOLD - engineering/selection/review | 1 | 0 | 6.75 | 11.25
B0305 | Plumbing | W2 Suite3 bath | ESC | Supply escutcheon | 1 | EA | 0% | 1 | 1 | 2 | 2 | 0.035 | 0.035 | 68 | 2.38 | 0 | 4.38 | 25% | 3.29 | 5.48 | Derived fixture kit | A102/PP101/PP501/PP601 | W2: 1 per fixture; supply tails included with faucet, no separate hoses | EST | HOLD - engineering/selection/review | 1 | 0 | 1.5 | 2.5
B0306 | Plumbing | W2 Suite3 bath | STUB | 1/2 threaded transition/stub-out | 1 | EA | 0% | 1 | 1 | 7 | 7 | 0.15 | 0.15 | 68 | 10.2 | 0 | 17.2 | 25% | 12.9 | 21.5 | Derived fixture kit | A102/PP101/PP501/PP601 | W2: 1 per fixture; supply tails included with faucet, no separate hoses | EST | HOLD - engineering/selection/review | 1 | 0 | 5.25 | 8.75
B0307 | Plumbing | W3 Suite4 bath | WC | Elongated Water Sense toilet with seat | 1 | EA | 0% | 1 | 1 | 300 | 300 | 1.25 | 1.25 | 68 | 85 | 0 | 385 | 25% | 288.75 | 481.25 | Derived fixture kit | A102/PP101/PP501/PP601 | W3: 1 per fixture; supply tails included with faucet, no separate hoses | EST | HOLD - engineering/selection/review | 1 | 0 | 225 | 375
B0308 | Plumbing | W3 Suite4 bath | FLANGE | 3x4PVC closet flange stainlessring | 1 | EA | 0% | 1 | 1 | 24 | 24 | 0.35 | 0.35 | 68 | 23.8 | 0 | 47.8 | 25% | 35.85 | 59.75 | Derived fixture kit | A102/PP101/PP501/PP601 | W3: 1 per fixture; supply tails included with faucet, no separate hoses | EST | HOLD - engineering/selection/review | 1 | 0 | 18 | 30
B0309 | Plumbing | W3 Suite4 bath | WCSEAL | Closet seal | 1 | EA | 0% | 1 | 1 | 9 | 9 | 0.15 | 0.15 | 68 | 10.2 | 0 | 19.2 | 25% | 14.4 | 24 | Derived fixture kit | A102/PP101/PP501/PP601 | W3: 1 per fixture; supply tails included with faucet, no separate hoses | EST | HOLD - engineering/selection/review | 1 | 0 | 6.75 | 11.25
B0310 | Plumbing | W3 Suite4 bath | WCBOLT | Closet bolt/cap set | 1 | EA | 0% | 1 | 1 | 6 | 6 | 0.08 | 0.08 | 68 | 5.44 | 0 | 11.44 | 25% | 8.58 | 14.3 | Derived fixture kit | A102/PP101/PP501/PP601 | W3: 1 per fixture; supply tails included with faucet, no separate hoses | EST | HOLD - engineering/selection/review | 1 | 0 | 4.5 | 7.5
B0311 | Plumbing | W3 Suite4 bath | STOP | 1/2 x3/8 quarter-turn angle stop | 1 | EA | 0% | 1 | 1 | 12 | 12 | 0.18 | 0.18 | 68 | 12.24 | 0 | 24.24 | 25% | 18.18 | 30.3 | Derived fixture kit | A102/PP101/PP501/PP601 | W3: 1 per fixture; supply tails included with faucet, no separate hoses | EST | HOLD - engineering/selection/review | 1 | 0 | 9 | 15
B0312 | Plumbing | W3 Suite4 bath | WCSUP | Braided closet supply3/8x7/8 | 1 | EA | 0% | 1 | 1 | 9 | 9 | 0.12 | 0.12 | 68 | 8.16 | 0 | 17.16 | 25% | 12.87 | 21.45 | Derived fixture kit | A102/PP101/PP501/PP601 | W3: 1 per fixture; supply tails included with faucet, no separate hoses | EST | HOLD - engineering/selection/review | 1 | 0 | 6.75 | 11.25
B0313 | Plumbing | W3 Suite4 bath | ESC | Supply escutcheon | 1 | EA | 0% | 1 | 1 | 2 | 2 | 0.035 | 0.035 | 68 | 2.38 | 0 | 4.38 | 25% | 3.29 | 5.48 | Derived fixture kit | A102/PP101/PP501/PP601 | W3: 1 per fixture; supply tails included with faucet, no separate hoses | EST | HOLD - engineering/selection/review | 1 | 0 | 1.5 | 2.5
B0314 | Plumbing | W3 Suite4 bath | STUB | 1/2 threaded transition/stub-out | 1 | EA | 0% | 1 | 1 | 7 | 7 | 0.15 | 0.15 | 68 | 10.2 | 0 | 17.2 | 25% | 12.9 | 21.5 | Derived fixture kit | A102/PP101/PP501/PP601 | W3: 1 per fixture; supply tails included with faucet, no separate hoses | EST | HOLD - engineering/selection/review | 1 | 0 | 5.25 | 8.75
B0315 | Plumbing | W4 Master bath | WC | Elongated Water Sense toilet with seat | 1 | EA | 0% | 1 | 1 | 300 | 300 | 1.25 | 1.25 | 68 | 85 | 0 | 385 | 25% | 288.75 | 481.25 | Derived fixture kit | A102/PP101/PP501/PP601 | W4: 1 per fixture; supply tails included with faucet, no separate hoses | EST | HOLD - engineering/selection/review | 1 | 0 | 225 | 375
B0316 | Plumbing | W4 Master bath | FLANGE | 3x4PVC closet flange stainlessring | 1 | EA | 0% | 1 | 1 | 24 | 24 | 0.35 | 0.35 | 68 | 23.8 | 0 | 47.8 | 25% | 35.85 | 59.75 | Derived fixture kit | A102/PP101/PP501/PP601 | W4: 1 per fixture; supply tails included with faucet, no separate hoses | EST | HOLD - engineering/selection/review | 1 | 0 | 18 | 30
B0317 | Plumbing | W4 Master bath | WCSEAL | Closet seal | 1 | EA | 0% | 1 | 1 | 9 | 9 | 0.15 | 0.15 | 68 | 10.2 | 0 | 19.2 | 25% | 14.4 | 24 | Derived fixture kit | A102/PP101/PP501/PP601 | W4: 1 per fixture; supply tails included with faucet, no separate hoses | EST | HOLD - engineering/selection/review | 1 | 0 | 6.75 | 11.25
B0318 | Plumbing | W4 Master bath | WCBOLT | Closet bolt/cap set | 1 | EA | 0% | 1 | 1 | 6 | 6 | 0.08 | 0.08 | 68 | 5.44 | 0 | 11.44 | 25% | 8.58 | 14.3 | Derived fixture kit | A102/PP101/PP501/PP601 | W4: 1 per fixture; supply tails included with faucet, no separate hoses | EST | HOLD - engineering/selection/review | 1 | 0 | 4.5 | 7.5
B0319 | Plumbing | W4 Master bath | STOP | 1/2 x3/8 quarter-turn angle stop | 1 | EA | 0% | 1 | 1 | 12 | 12 | 0.18 | 0.18 | 68 | 12.24 | 0 | 24.24 | 25% | 18.18 | 30.3 | Derived fixture kit | A102/PP101/PP501/PP601 | W4: 1 per fixture; supply tails included with faucet, no separate hoses | EST | HOLD - engineering/selection/review | 1 | 0 | 9 | 15
B0320 | Plumbing | W4 Master bath | WCSUP | Braided closet supply3/8x7/8 | 1 | EA | 0% | 1 | 1 | 9 | 9 | 0.12 | 0.12 | 68 | 8.16 | 0 | 17.16 | 25% | 12.87 | 21.45 | Derived fixture kit | A102/PP101/PP501/PP601 | W4: 1 per fixture; supply tails included with faucet, no separate hoses | EST | HOLD - engineering/selection/review | 1 | 0 | 6.75 | 11.25
B0321 | Plumbing | W4 Master bath | ESC | Supply escutcheon | 1 | EA | 0% | 1 | 1 | 2 | 2 | 0.035 | 0.035 | 68 | 2.38 | 0 | 4.38 | 25% | 3.29 | 5.48 | Derived fixture kit | A102/PP101/PP501/PP601 | W4: 1 per fixture; supply tails included with faucet, no separate hoses | EST | HOLD - engineering/selection/review | 1 | 0 | 1.5 | 2.5
B0322 | Plumbing | W4 Master bath | STUB | 1/2 threaded transition/stub-out | 1 | EA | 0% | 1 | 1 | 7 | 7 | 0.15 | 0.15 | 68 | 10.2 | 0 | 17.2 | 25% | 12.9 | 21.5 | Derived fixture kit | A102/PP101/PP501/PP601 | W4: 1 per fixture; supply tails included with faucet, no separate hoses | EST | HOLD - engineering/selection/review | 1 | 0 | 5.25 | 8.75
B0323 | Plumbing | S1 Suite2 bath | SHVAL | Pressure-balance shower rough valve | 1 | EA | 0% | 1 | 1 | 130 | 130 | 0.65 | 0.65 | 68 | 44.2 | 0 | 174.2 | 25% | 130.65 | 217.75 | Derived fixture kit | A102/PP101/PP501/PP601 | S1: 1 per fixture; supply tails included with faucet, no separate hoses | EST | HOLD - engineering/selection/review | 1 | 0 | 97.5 | 162.5
B0324 | Plumbing | S1 Suite2 bath | SHTRIM | Shower trim/head/arm/flange set | 1 | EA | 0% | 1 | 1 | 180 | 180 | 0.45 | 0.45 | 68 | 30.6 | 0 | 210.6 | 25% | 157.95 | 263.25 | Derived fixture kit | A102/PP101/PP501/PP601 | S1: 1 per fixture; supply tails included with faucet, no separate hoses | EST | HOLD - engineering/selection/review | 1 | 0 | 135 | 225
B0325 | Plumbing | S1 Suite2 bath | SHDROP | Brass drop-ear elbow1/2 | 1 | EA | 0% | 1 | 1 | 9 | 9 | 0.18 | 0.18 | 68 | 12.24 | 0 | 21.24 | 25% | 15.93 | 26.55 | Derived fixture kit | A102/PP101/PP501/PP601 | S1: 1 per fixture; supply tails included with faucet, no separate hoses | EST | HOLD - engineering/selection/review | 1 | 0 | 6.75 | 11.25
B0326 | Plumbing | S1 Suite2 bath | SHAD | CPVC-to-valve threaded transition | 3 | EA | 0% | 1 | 3 | 6 | 18 | 0.12 | 0.36 | 68 | 24.48 | 0 | 42.48 | 25% | 31.86 | 53.1 | Derived fixture kit | A102/PP101/PP501/PP601 | S1: 3 per fixture; supply tails included with faucet, no separate hoses | EST | HOLD - engineering/selection/review | 3 | 0 | 13.5 | 22.5
B0327 | Plumbing | S1 Suite2 bath | SHBRACE | Valve/head support bracket | 2 | EA | 0% | 1 | 2 | 5 | 10 | 0.15 | 0.3 | 68 | 20.4 | 0 | 30.4 | 25% | 22.8 | 38 | Derived fixture kit | A102/PP101/PP501/PP601 | S1: 2 per fixture; supply tails included with faucet, no separate hoses | EST | HOLD - engineering/selection/review | 2 | 0 | 7.5 | 12.5
B0328 | Plumbing | S1 Suite2 bath | SHDRAIN | 2 inch bonding shower drain | 1 | EA | 0% | 1 | 1 | 80 | 80 | 0.5 | 0.5 | 68 | 34 | 0 | 114 | 25% | 85.5 | 142.5 | Derived fixture kit | A102/PP101/PP501/PP601 | S1: 1 per fixture; supply tails included with faucet, no separate hoses | EST | HOLD - engineering/selection/review | 1 | 0 | 60 | 100
B0329 | Plumbing | S1 Suite2 bath | SHTRAP | 2 inch PVC solvent P-trap | 1 | EA | 0% | 1 | 1 | 12 | 12 | 0.3 | 0.3 | 68 | 20.4 | 0 | 32.4 | 25% | 24.3 | 40.5 | Derived fixture kit | A102/PP101/PP501/PP601 | S1: 1 per fixture; supply tails included with faucet, no separate hoses | EST | HOLD - engineering/selection/review | 1 | 0 | 9 | 15
B0330 | Plumbing | S2 Suite3 bath | SHVAL | Pressure-balance shower rough valve | 1 | EA | 0% | 1 | 1 | 130 | 130 | 0.65 | 0.65 | 68 | 44.2 | 0 | 174.2 | 25% | 130.65 | 217.75 | Derived fixture kit | A102/PP101/PP501/PP601 | S2: 1 per fixture; supply tails included with faucet, no separate hoses | EST | HOLD - engineering/selection/review | 1 | 0 | 97.5 | 162.5
B0331 | Plumbing | S2 Suite3 bath | SHTRIM | Shower trim/head/arm/flange set | 1 | EA | 0% | 1 | 1 | 180 | 180 | 0.45 | 0.45 | 68 | 30.6 | 0 | 210.6 | 25% | 157.95 | 263.25 | Derived fixture kit | A102/PP101/PP501/PP601 | S2: 1 per fixture; supply tails included with faucet, no separate hoses | EST | HOLD - engineering/selection/review | 1 | 0 | 135 | 225
B0332 | Plumbing | S2 Suite3 bath | SHDROP | Brass drop-ear elbow1/2 | 1 | EA | 0% | 1 | 1 | 9 | 9 | 0.18 | 0.18 | 68 | 12.24 | 0 | 21.24 | 25% | 15.93 | 26.55 | Derived fixture kit | A102/PP101/PP501/PP601 | S2: 1 per fixture; supply tails included with faucet, no separate hoses | EST | HOLD - engineering/selection/review | 1 | 0 | 6.75 | 11.25
B0333 | Plumbing | S2 Suite3 bath | SHAD | CPVC-to-valve threaded transition | 3 | EA | 0% | 1 | 3 | 6 | 18 | 0.12 | 0.36 | 68 | 24.48 | 0 | 42.48 | 25% | 31.86 | 53.1 | Derived fixture kit | A102/PP101/PP501/PP601 | S2: 3 per fixture; supply tails included with faucet, no separate hoses | EST | HOLD - engineering/selection/review | 3 | 0 | 13.5 | 22.5
B0334 | Plumbing | S2 Suite3 bath | SHBRACE | Valve/head support bracket | 2 | EA | 0% | 1 | 2 | 5 | 10 | 0.15 | 0.3 | 68 | 20.4 | 0 | 30.4 | 25% | 22.8 | 38 | Derived fixture kit | A102/PP101/PP501/PP601 | S2: 2 per fixture; supply tails included with faucet, no separate hoses | EST | HOLD - engineering/selection/review | 2 | 0 | 7.5 | 12.5
B0335 | Plumbing | S2 Suite3 bath | SHDRAIN | 2 inch bonding shower drain | 1 | EA | 0% | 1 | 1 | 80 | 80 | 0.5 | 0.5 | 68 | 34 | 0 | 114 | 25% | 85.5 | 142.5 | Derived fixture kit | A102/PP101/PP501/PP601 | S2: 1 per fixture; supply tails included with faucet, no separate hoses | EST | HOLD - engineering/selection/review | 1 | 0 | 60 | 100
B0336 | Plumbing | S2 Suite3 bath | SHTRAP | 2 inch PVC solvent P-trap | 1 | EA | 0% | 1 | 1 | 12 | 12 | 0.3 | 0.3 | 68 | 20.4 | 0 | 32.4 | 25% | 24.3 | 40.5 | Derived fixture kit | A102/PP101/PP501/PP601 | S2: 1 per fixture; supply tails included with faucet, no separate hoses | EST | HOLD - engineering/selection/review | 1 | 0 | 9 | 15
B0337 | Plumbing | S3 Master shower primary | SHVAL | Pressure-balance shower rough valve | 1 | EA | 0% | 1 | 1 | 130 | 130 | 0.65 | 0.65 | 68 | 44.2 | 0 | 174.2 | 25% | 130.65 | 217.75 | Derived fixture kit | A102/PP101/PP501/PP601 | S3: 1 per fixture; supply tails included with faucet, no separate hoses | EST | HOLD - engineering/selection/review | 1 | 0 | 97.5 | 162.5
B0338 | Plumbing | S3 Master shower primary | SHTRIM | Shower trim/head/arm/flange set | 1 | EA | 0% | 1 | 1 | 180 | 180 | 0.45 | 0.45 | 68 | 30.6 | 0 | 210.6 | 25% | 157.95 | 263.25 | Derived fixture kit | A102/PP101/PP501/PP601 | S3: 1 per fixture; supply tails included with faucet, no separate hoses | EST | HOLD - engineering/selection/review | 1 | 0 | 135 | 225
B0339 | Plumbing | S3 Master shower primary | SHDROP | Brass drop-ear elbow1/2 | 1 | EA | 0% | 1 | 1 | 9 | 9 | 0.18 | 0.18 | 68 | 12.24 | 0 | 21.24 | 25% | 15.93 | 26.55 | Derived fixture kit | A102/PP101/PP501/PP601 | S3: 1 per fixture; supply tails included with faucet, no separate hoses | EST | HOLD - engineering/selection/review | 1 | 0 | 6.75 | 11.25
B0340 | Plumbing | S3 Master shower primary | SHAD | CPVC-to-valve threaded transition | 3 | EA | 0% | 1 | 3 | 6 | 18 | 0.12 | 0.36 | 68 | 24.48 | 0 | 42.48 | 25% | 31.86 | 53.1 | Derived fixture kit | A102/PP101/PP501/PP601 | S3: 3 per fixture; supply tails included with faucet, no separate hoses | EST | HOLD - engineering/selection/review | 3 | 0 | 13.5 | 22.5
B0341 | Plumbing | S3 Master shower primary | SHBRACE | Valve/head support bracket | 2 | EA | 0% | 1 | 2 | 5 | 10 | 0.15 | 0.3 | 68 | 20.4 | 0 | 30.4 | 25% | 22.8 | 38 | Derived fixture kit | A102/PP101/PP501/PP601 | S3: 2 per fixture; supply tails included with faucet, no separate hoses | EST | HOLD - engineering/selection/review | 2 | 0 | 7.5 | 12.5
B0342 | Plumbing | S3 Master shower primary | SHDRAIN | 2 inch bonding shower drain | 1 | EA | 0% | 1 | 1 | 80 | 80 | 0.5 | 0.5 | 68 | 34 | 0 | 114 | 25% | 85.5 | 142.5 | Derived fixture kit | A102/PP101/PP501/PP601 | S3: 1 per fixture; supply tails included with faucet, no separate hoses | EST | HOLD - engineering/selection/review | 1 | 0 | 60 | 100
B0343 | Plumbing | S3 Master shower primary | SHTRAP | 2 inch PVC solvent P-trap | 1 | EA | 0% | 1 | 1 | 12 | 12 | 0.3 | 0.3 | 68 | 20.4 | 0 | 32.4 | 25% | 24.3 | 40.5 | Derived fixture kit | A102/PP101/PP501/PP601 | S3: 1 per fixture; supply tails included with faucet, no separate hoses | EST | HOLD - engineering/selection/review | 1 | 0 | 9 | 15
B0344 | Plumbing | S4 Master shower secondary head | SHVAL | Pressure-balance shower rough valve | 1 | EA | 0% | 1 | 1 | 130 | 130 | 0.65 | 0.65 | 68 | 44.2 | 0 | 174.2 | 25% | 130.65 | 217.75 | Derived fixture kit | A102/PP101/PP501/PP601 | S4: 1 per fixture; supply tails included with faucet, no separate hoses | EST | HOLD - engineering/selection/review | 1 | 0 | 97.5 | 162.5
B0345 | Plumbing | S4 Master shower secondary head | SHTRIM | Shower trim/head/arm/flange set | 1 | EA | 0% | 1 | 1 | 180 | 180 | 0.45 | 0.45 | 68 | 30.6 | 0 | 210.6 | 25% | 157.95 | 263.25 | Derived fixture kit | A102/PP101/PP501/PP601 | S4: 1 per fixture; supply tails included with faucet, no separate hoses | EST | HOLD - engineering/selection/review | 1 | 0 | 135 | 225
B0346 | Plumbing | S4 Master shower secondary head | SHDROP | Brass drop-ear elbow1/2 | 1 | EA | 0% | 1 | 1 | 9 | 9 | 0.18 | 0.18 | 68 | 12.24 | 0 | 21.24 | 25% | 15.93 | 26.55 | Derived fixture kit | A102/PP101/PP501/PP601 | S4: 1 per fixture; supply tails included with faucet, no separate hoses | EST | HOLD - engineering/selection/review | 1 | 0 | 6.75 | 11.25
B0347 | Plumbing | S4 Master shower secondary head | SHAD | CPVC-to-valve threaded transition | 3 | EA | 0% | 1 | 3 | 6 | 18 | 0.12 | 0.36 | 68 | 24.48 | 0 | 42.48 | 25% | 31.86 | 53.1 | Derived fixture kit | A102/PP101/PP501/PP601 | S4: 3 per fixture; supply tails included with faucet, no separate hoses | EST | HOLD - engineering/selection/review | 3 | 0 | 13.5 | 22.5
B0348 | Plumbing | S4 Master shower secondary head | SHBRACE | Valve/head support bracket | 2 | EA | 0% | 1 | 2 | 5 | 10 | 0.15 | 0.3 | 68 | 20.4 | 0 | 30.4 | 25% | 22.8 | 38 | Derived fixture kit | A102/PP101/PP501/PP601 | S4: 2 per fixture; supply tails included with faucet, no separate hoses | EST | HOLD - engineering/selection/review | 2 | 0 | 7.5 | 12.5
B0349 | Plumbing | T1 Master bath | TUBFREE | Freestanding soaking tub | 1 | EA | 0% | 1 | 1 | 1400 | 1400 | 2.5 | 2.5 | 68 | 170 | 0 | 1570 | 25% | 1177.5 | 1962.5 | Derived fixture kit | A102/PP101/PP501/PP601 | T1: 1 per fixture; supply tails included with faucet, no separate hoses | EST | HOLD - engineering/selection/review | 1 | 0 | 1050 | 1750
B0350 | Plumbing | T1 Master bath | TUBFILL | Freestanding tub filler and rough mount | 1 | EA | 0% | 1 | 1 | 850 | 850 | 1.5 | 1.5 | 68 | 102 | 0 | 952 | 25% | 714 | 1190 | Derived fixture kit | A102/PP101/PP501/PP601 | T1: 1 per fixture; supply tails included with faucet, no separate hoses | EST | HOLD - engineering/selection/review | 1 | 0 | 637.5 | 1062.5
B0351 | Plumbing | T1 Master bath | TUBWASTE | Tub waste/overflow kit | 1 | EA | 0% | 1 | 1 | 70 | 70 | 0.65 | 0.65 | 68 | 44.2 | 0 | 114.2 | 25% | 85.65 | 142.75 | Derived fixture kit | A102/PP101/PP501/PP601 | T1: 1 per fixture; supply tails included with faucet, no separate hoses | EST | HOLD - engineering/selection/review | 1 | 0 | 52.5 | 87.5
B0352 | Plumbing | T1 Master bath | TUBTRAP | 1-1/2PVC solvent P-trap | 1 | EA | 0% | 1 | 1 | 10 | 10 | 0.3 | 0.3 | 68 | 20.4 | 0 | 30.4 | 25% | 22.8 | 38 | Derived fixture kit | A102/PP101/PP501/PP601 | T1: 1 per fixture; supply tails included with faucet, no separate hoses | EST | HOLD - engineering/selection/review | 1 | 0 | 7.5 | 12.5
B0353 | Plumbing | T1 Master bath | SHAD | CPVC-to-valve threaded transition | 2 | EA | 0% | 1 | 2 | 6 | 12 | 0.12 | 0.24 | 68 | 16.32 | 0 | 28.32 | 25% | 21.24 | 35.4 | Derived fixture kit | A102/PP101/PP501/PP601 | T1: 2 per fixture; supply tails included with faucet, no separate hoses | EST | HOLD - engineering/selection/review | 2 | 0 | 9 | 15
B0354 | Plumbing | T2 Suite4 bath | SHVAL | Pressure-balance shower rough valve | 1 | EA | 0% | 1 | 1 | 130 | 130 | 0.65 | 0.65 | 68 | 44.2 | 0 | 174.2 | 25% | 130.65 | 217.75 | Derived fixture kit | A102/PP101/PP501/PP601 | T2: 1 per fixture; supply tails included with faucet, no separate hoses | EST | HOLD - engineering/selection/review | 1 | 0 | 97.5 | 162.5
B0355 | Plumbing | T2 Suite4 bath | SHTRIM | Shower trim/head/arm/flange set | 1 | EA | 0% | 1 | 1 | 180 | 180 | 0.45 | 0.45 | 68 | 30.6 | 0 | 210.6 | 25% | 157.95 | 263.25 | Derived fixture kit | A102/PP101/PP501/PP601 | T2: 1 per fixture; supply tails included with faucet, no separate hoses | EST | HOLD - engineering/selection/review | 1 | 0 | 135 | 225
B0356 | Plumbing | T2 Suite4 bath | SHDROP | Brass drop-ear elbow1/2 | 1 | EA | 0% | 1 | 1 | 9 | 9 | 0.18 | 0.18 | 68 | 12.24 | 0 | 21.24 | 25% | 15.93 | 26.55 | Derived fixture kit | A102/PP101/PP501/PP601 | T2: 1 per fixture; supply tails included with faucet, no separate hoses | EST | HOLD - engineering/selection/review | 1 | 0 | 6.75 | 11.25
B0357 | Plumbing | T2 Suite4 bath | SHAD | CPVC-to-valve threaded transition | 3 | EA | 0% | 1 | 3 | 6 | 18 | 0.12 | 0.36 | 68 | 24.48 | 0 | 42.48 | 25% | 31.86 | 53.1 | Derived fixture kit | A102/PP101/PP501/PP601 | T2: 3 per fixture; supply tails included with faucet, no separate hoses | EST | HOLD - engineering/selection/review | 3 | 0 | 13.5 | 22.5
B0358 | Plumbing | T2 Suite4 bath | SHBRACE | Valve/head support bracket | 2 | EA | 0% | 1 | 2 | 5 | 10 | 0.15 | 0.3 | 68 | 20.4 | 0 | 30.4 | 25% | 22.8 | 38 | Derived fixture kit | A102/PP101/PP501/PP601 | T2: 2 per fixture; supply tails included with faucet, no separate hoses | EST | HOLD - engineering/selection/review | 2 | 0 | 7.5 | 12.5
B0359 | Plumbing | T2 Suite4 bath | TUB60 | 60x36 bathtub | 1 | EA | 0% | 1 | 1 | 650 | 650 | 1.8 | 1.8 | 68 | 122.4 | 0 | 772.4 | 25% | 579.3 | 965.5 | Derived fixture kit | A102/PP101/PP501/PP601 | T2: 1 per fixture; supply tails included with faucet, no separate hoses | EST | HOLD - engineering/selection/review | 1 | 0 | 487.5 | 812.5
B0360 | Plumbing | T2 Suite4 bath | TUBWASTE | Tub waste/overflow kit | 1 | EA | 0% | 1 | 1 | 70 | 70 | 0.65 | 0.65 | 68 | 44.2 | 0 | 114.2 | 25% | 85.65 | 142.75 | Derived fixture kit | A102/PP101/PP501/PP601 | T2: 1 per fixture; supply tails included with faucet, no separate hoses | EST | HOLD - engineering/selection/review | 1 | 0 | 52.5 | 87.5
B0361 | Plumbing | T2 Suite4 bath | TUBTRAP | 1-1/2PVC solvent P-trap | 1 | EA | 0% | 1 | 1 | 10 | 10 | 0.3 | 0.3 | 68 | 20.4 | 0 | 30.4 | 25% | 22.8 | 38 | Derived fixture kit | A102/PP101/PP501/PP601 | T2: 1 per fixture; supply tails included with faucet, no separate hoses | EST | HOLD - engineering/selection/review | 1 | 0 | 7.5 | 12.5
B0362 | Plumbing | T2 Suite4 bath | TUBSPOUT | Tub diverter spout | 1 | EA | 0% | 1 | 1 | 45 | 45 | 0.2 | 0.2 | 68 | 13.6 | 0 | 58.6 | 25% | 43.95 | 73.25 | Derived fixture kit | A102/PP101/PP501/PP601 | T2: 1 per fixture; supply tails included with faucet, no separate hoses | EST | HOLD - engineering/selection/review | 1 | 0 | 33.75 | 56.25
B0363 | Plumbing | DW1 Kitchen island | DWSTOP | Dedicated dishwasher quarter-turn stop | 1 | EA | 0% | 1 | 1 | 15 | 15 | 0.18 | 0.18 | 68 | 12.24 | 0 | 27.24 | 25% | 20.43 | 34.05 | Derived fixture kit | A102/PP101/PP501/PP601 | DW1: 1 per fixture; supply tails included with faucet, no separate hoses | EST | HOLD - engineering/selection/review | 1 | 0 | 11.25 | 18.75
B0364 | Plumbing | DW1 Kitchen island | DWSUP | Dishwasher braided supply/90adapter | 1 | EA | 0% | 1 | 1 | 22 | 22 | 0.2 | 0.2 | 68 | 13.6 | 0 | 35.6 | 25% | 26.7 | 44.5 | Derived fixture kit | A102/PP101/PP501/PP601 | DW1: 1 per fixture; supply tails included with faucet, no separate hoses | EST | HOLD - engineering/selection/review | 1 | 0 | 16.5 | 27.5
B0365 | Plumbing | DW1 Kitchen island | DWHOSE | Dishwasher drain extension/highloophardware | 1 | EA | 0% | 1 | 1 | 22 | 22 | 0.2 | 0.2 | 68 | 13.6 | 0 | 35.6 | 25% | 26.7 | 44.5 | Derived fixture kit | A102/PP101/PP501/PP601 | DW1: 1 per fixture; supply tails included with faucet, no separate hoses | EST | HOLD - engineering/selection/review | 1 | 0 | 16.5 | 27.5
B0366 | Plumbing | DW1 Kitchen island | HAMMER | Water hammer arrestor | 1 | EA | 0% | 1 | 1 | 22 | 22 | 0.15 | 0.15 | 68 | 10.2 | 0 | 32.2 | 25% | 24.15 | 40.25 | Derived fixture kit | A102/PP101/PP501/PP601 | DW1: 1 per fixture; supply tails included with faucet, no separate hoses | EST | HOLD - engineering/selection/review | 1 | 0 | 16.5 | 27.5
B0367 | Plumbing | DW2 Pantry | DWSTOP | Dedicated dishwasher quarter-turn stop | 1 | EA | 0% | 1 | 1 | 15 | 15 | 0.18 | 0.18 | 68 | 12.24 | 0 | 27.24 | 25% | 20.43 | 34.05 | Derived fixture kit | A102/PP101/PP501/PP601 | DW2: 1 per fixture; supply tails included with faucet, no separate hoses | EST | HOLD - engineering/selection/review | 1 | 0 | 11.25 | 18.75
B0368 | Plumbing | DW2 Pantry | DWSUP | Dishwasher braided supply/90adapter | 1 | EA | 0% | 1 | 1 | 22 | 22 | 0.2 | 0.2 | 68 | 13.6 | 0 | 35.6 | 25% | 26.7 | 44.5 | Derived fixture kit | A102/PP101/PP501/PP601 | DW2: 1 per fixture; supply tails included with faucet, no separate hoses | EST | HOLD - engineering/selection/review | 1 | 0 | 16.5 | 27.5
B0369 | Plumbing | DW2 Pantry | DWHOSE | Dishwasher drain extension/highloophardware | 1 | EA | 0% | 1 | 1 | 22 | 22 | 0.2 | 0.2 | 68 | 13.6 | 0 | 35.6 | 25% | 26.7 | 44.5 | Derived fixture kit | A102/PP101/PP501/PP601 | DW2: 1 per fixture; supply tails included with faucet, no separate hoses | EST | HOLD - engineering/selection/review | 1 | 0 | 16.5 | 27.5
B0370 | Plumbing | DW2 Pantry | HAMMER | Water hammer arrestor | 1 | EA | 0% | 1 | 1 | 22 | 22 | 0.15 | 0.15 | 68 | 10.2 | 0 | 32.2 | 25% | 24.15 | 40.25 | Derived fixture kit | A102/PP101/PP501/PP601 | DW2: 1 per fixture; supply tails included with faucet, no separate hoses | EST | HOLD - engineering/selection/review | 1 | 0 | 16.5 | 27.5
B0371 | Plumbing | DW2 Pantry | DWIND | Pantry dishwasher indirect waste receptor connection provision | 1 | EA | 0% | 1 | 1 | 65 | 65 | 0.6 | 0.6 | 68 | 40.8 | 0 | 105.8 | 25% | 79.35 | 132.25 | Derived fixture kit | A102/PP101/PP501/PP601 | DW2: 1 per fixture; supply tails included with faucet, no separate hoses | EST | HOLD - engineering/selection/review | 1 | 0 | 48.75 | 81.25
B0372 | Plumbing | IM1 Kitchen refrigerator | ICEBOX | Ice maker outlet box with valve / arrestor | 1 | EA | 0% | 1 | 1 | 48 | 48 | 0.45 | 0.45 | 68 | 30.6 | 0 | 78.6 | 25% | 58.95 | 98.25 | Derived fixture kit | A102/PP101/PP501/PP601 | IM1: 1 per fixture; supply tails included with faucet, no separate hoses | EST | HOLD - engineering/selection/review | 1 | 0 | 36 | 60
B0373 | Plumbing | IM1 Kitchen refrigerator | ICESUP | Braided ice maker connector | 1 | EA | 0% | 1 | 1 | 18 | 18 | 0.15 | 0.15 | 68 | 10.2 | 0 | 28.2 | 25% | 21.15 | 35.25 | Derived fixture kit | A102/PP101/PP501/PP601 | IM1: 1 per fixture; supply tails included with faucet, no separate hoses | EST | HOLD - engineering/selection/review | 1 | 0 | 13.5 | 22.5
B0374 | Plumbing | IM2 Pantry refrigerator | ICEBOX | Ice maker outlet box with valve / arrestor | 1 | EA | 0% | 1 | 1 | 48 | 48 | 0.45 | 0.45 | 68 | 30.6 | 0 | 78.6 | 25% | 58.95 | 98.25 | Derived fixture kit | A102/PP101/PP501/PP601 | IM2: 1 per fixture; supply tails included with faucet, no separate hoses | EST | HOLD - engineering/selection/review | 1 | 0 | 36 | 60
B0375 | Plumbing | IM2 Pantry refrigerator | ICESUP | Braided ice maker connector | 1 | EA | 0% | 1 | 1 | 18 | 18 | 0.15 | 0.15 | 68 | 10.2 | 0 | 28.2 | 25% | 21.15 | 35.25 | Derived fixture kit | A102/PP101/PP501/PP601 | IM2: 1 per fixture; supply tails included with faucet, no separate hoses | EST | HOLD - engineering/selection/review | 1 | 0 | 13.5 | 22.5
B0376 | Plumbing | WM1 Laundry | WMBOX | Washer outlet box valves andintegralarrestors | 1 | EA | 0% | 1 | 1 | 95 | 95 | 0.65 | 0.65 | 68 | 44.2 | 0 | 139.2 | 25% | 104.4 | 174 | Derived fixture kit | A102/PP101/PP501/PP601 | WM1: 1 per fixture; supply tails included with faucet, no separate hoses | EST | HOLD - engineering/selection/review | 1 | 0 | 71.25 | 118.75
B0377 | Plumbing | WM1 Laundry | WMSUP | Washer braided hoses pair | 1 | EA | 0% | 1 | 1 | 35 | 35 | 0.2 | 0.2 | 68 | 13.6 | 0 | 48.6 | 25% | 36.45 | 60.75 | Derived fixture kit | A102/PP101/PP501/PP601 | WM1: 1 per fixture; supply tails included with faucet, no separate hoses | EST | HOLD - engineering/selection/review | 1 | 0 | 26.25 | 43.75
B0378 | Plumbing | WM1 Laundry | WMTRAP | 2 inch PVC washer trap | 1 | EA | 0% | 1 | 1 | 12 | 12 | 0.3 | 0.3 | 68 | 20.4 | 0 | 32.4 | 25% | 24.3 | 40.5 | Derived fixture kit | A102/PP101/PP501/PP601 | WM1: 1 per fixture; supply tails included with faucet, no separate hoses | EST | HOLD - engineering/selection/review | 1 | 0 | 9 | 15
B0379 | Plumbing | WM1 Laundry | WMPAN | Washer drain pan | 1 | EA | 0% | 1 | 1 | 45 | 45 | 0.3 | 0.3 | 68 | 20.4 | 0 | 65.4 | 25% | 49.05 | 81.75 | Derived fixture kit | A102/PP101/PP501/PP601 | WM1: 1 per fixture; supply tails included with faucet, no separate hoses | EST | HOLD - engineering/selection/review | 1 | 0 | 33.75 | 56.25
B0380 | Plumbing | H1 Northwest exterior | HB | 3/4hosebibb with vacuum breaker | 1 | EA | 0% | 1 | 1 | 30 | 30 | 0.25 | 0.25 | 68 | 17 | 0 | 47 | 25% | 35.25 | 58.75 | Derived fixture kit | A102/PP101/PP501/PP601 | H1: 1 per fixture; supply tails included with faucet, no separate hoses | EST | HOLD - engineering/selection/review | 1 | 0 | 22.5 | 37.5
B0381 | Plumbing | H1 Northwest exterior | HBAD | Hosebibb drop-ear /transition | 1 | EA | 0% | 1 | 1 | 12 | 12 | 0.2 | 0.2 | 68 | 13.6 | 0 | 25.6 | 25% | 19.2 | 32 | Derived fixture kit | A102/PP101/PP501/PP601 | H1: 1 per fixture; supply tails included with faucet, no separate hoses | EST | HOLD - engineering/selection/review | 1 | 0 | 9 | 15
B0382 | Plumbing | H1 Northwest exterior | HBANCH | Hosebibb mounting/penetration kit | 1 | EA | 0% | 1 | 1 | 8 | 8 | 0.2 | 0.2 | 68 | 13.6 | 0 | 21.6 | 25% | 16.2 | 27 | Derived fixture kit | A102/PP101/PP501/PP601 | H1: 1 per fixture; supply tails included with faucet, no separate hoses | EST | HOLD - engineering/selection/review | 1 | 0 | 6 | 10
B0383 | Plumbing | H2 Southwest exterior | HB | 3/4hosebibb with vacuum breaker | 1 | EA | 0% | 1 | 1 | 30 | 30 | 0.25 | 0.25 | 68 | 17 | 0 | 47 | 25% | 35.25 | 58.75 | Derived fixture kit | A102/PP101/PP501/PP601 | H2: 1 per fixture; supply tails included with faucet, no separate hoses | EST | HOLD - engineering/selection/review | 1 | 0 | 22.5 | 37.5
B0384 | Plumbing | H2 Southwest exterior | HBAD | Hosebibb drop-ear /transition | 1 | EA | 0% | 1 | 1 | 12 | 12 | 0.2 | 0.2 | 68 | 13.6 | 0 | 25.6 | 25% | 19.2 | 32 | Derived fixture kit | A102/PP101/PP501/PP601 | H2: 1 per fixture; supply tails included with faucet, no separate hoses | EST | HOLD - engineering/selection/review | 1 | 0 | 9 | 15
B0385 | Plumbing | H2 Southwest exterior | HBANCH | Hosebibb mounting/penetration kit | 1 | EA | 0% | 1 | 1 | 8 | 8 | 0.2 | 0.2 | 68 | 13.6 | 0 | 21.6 | 25% | 16.2 | 27 | Derived fixture kit | A102/PP101/PP501/PP601 | H2: 1 per fixture; supply tails included with faucet, no separate hoses | EST | HOLD - engineering/selection/review | 1 | 0 | 6 | 10
B0386 | Plumbing | H3 Garage east | HB | 3/4hosebibb with vacuum breaker | 1 | EA | 0% | 1 | 1 | 30 | 30 | 0.25 | 0.25 | 68 | 17 | 0 | 47 | 25% | 35.25 | 58.75 | Derived fixture kit | A102/PP101/PP501/PP601 | H3: 1 per fixture; supply tails included with faucet, no separate hoses | EST | HOLD - engineering/selection/review | 1 | 0 | 22.5 | 37.5
B0387 | Plumbing | H3 Garage east | HBAD | Hosebibb drop-ear /transition | 1 | EA | 0% | 1 | 1 | 12 | 12 | 0.2 | 0.2 | 68 | 13.6 | 0 | 25.6 | 25% | 19.2 | 32 | Derived fixture kit | A102/PP101/PP501/PP601 | H3: 1 per fixture; supply tails included with faucet, no separate hoses | EST | HOLD - engineering/selection/review | 1 | 0 | 9 | 15
B0388 | Plumbing | H3 Garage east | HBANCH | Hosebibb mounting/penetration kit | 1 | EA | 0% | 1 | 1 | 8 | 8 | 0.2 | 0.2 | 68 | 13.6 | 0 | 21.6 | 25% | 16.2 | 27 | Derived fixture kit | A102/PP101/PP501/PP601 | H3: 1 per fixture; supply tails included with faucet, no separate hoses | EST | HOLD - engineering/selection/review | 1 | 0 | 6 | 10
B0389 | Plumbing | H4 Master east | HB | 3/4hosebibb with vacuum breaker | 1 | EA | 0% | 1 | 1 | 30 | 30 | 0.25 | 0.25 | 68 | 17 | 0 | 47 | 25% | 35.25 | 58.75 | Derived fixture kit | A102/PP101/PP501/PP601 | H4: 1 per fixture; supply tails included with faucet, no separate hoses | EST | HOLD - engineering/selection/review | 1 | 0 | 22.5 | 37.5
B0390 | Plumbing | H4 Master east | HBAD | Hosebibb drop-ear /transition | 1 | EA | 0% | 1 | 1 | 12 | 12 | 0.2 | 0.2 | 68 | 13.6 | 0 | 25.6 | 25% | 19.2 | 32 | Derived fixture kit | A102/PP101/PP501/PP601 | H4: 1 per fixture; supply tails included with faucet, no separate hoses | EST | HOLD - engineering/selection/review | 1 | 0 | 9 | 15
B0391 | Plumbing | H4 Master east | HBANCH | Hosebibb mounting/penetration kit | 1 | EA | 0% | 1 | 1 | 8 | 8 | 0.2 | 0.2 | 68 | 13.6 | 0 | 21.6 | 25% | 16.2 | 27 | Derived fixture kit | A102/PP101/PP501/PP601 | H4: 1 per fixture; supply tails included with faucet, no separate hoses | EST | HOLD - engineering/selection/review | 1 | 0 | 6 | 10
B0392 | Plumbing | H5 Porch south | HB | 3/4hosebibb with vacuum breaker | 1 | EA | 0% | 1 | 1 | 30 | 30 | 0.25 | 0.25 | 68 | 17 | 0 | 47 | 25% | 35.25 | 58.75 | Derived fixture kit | A102/PP101/PP501/PP601 | H5: 1 per fixture; supply tails included with faucet, no separate hoses | EST | HOLD - engineering/selection/review | 1 | 0 | 22.5 | 37.5
B0393 | Plumbing | H5 Porch south | HBAD | Hosebibb drop-ear /transition | 1 | EA | 0% | 1 | 1 | 12 | 12 | 0.2 | 0.2 | 68 | 13.6 | 0 | 25.6 | 25% | 19.2 | 32 | Derived fixture kit | A102/PP101/PP501/PP601 | H5: 1 per fixture; supply tails included with faucet, no separate hoses | EST | HOLD - engineering/selection/review | 1 | 0 | 9 | 15
B0394 | Plumbing | H5 Porch south | HBANCH | Hosebibb mounting/penetration kit | 1 | EA | 0% | 1 | 1 | 8 | 8 | 0.2 | 0.2 | 68 | 13.6 | 0 | 21.6 | 25% | 16.2 | 27 | Derived fixture kit | A102/PP101/PP501/PP601 | H5: 1 per fixture; supply tails included with faucet, no separate hoses | EST | HOLD - engineering/selection/review | 1 | 0 | 6 | 10
B0395 | Plumbing | Service / waterheating / closeout | WH55 | 55 gallon electric storage heater, ENT-55 basis | 1 | EA | 0% | 1 | 1 | 1400 | 1400 | 3 | 3 | 68 | 204 | 0 | 1604 | 25% | 1203 | 2005 | Provisional | PG001/PP101/PP501/PP601/A110 | One WH-1; analogous HNT55 pricing;nameplatehold | P04 | HOLD - engineering/selection/review | 1 | 0 | 1050 | 1750
B0396 | Plumbing | Service / waterheating / closeout | WHPAN | 28 inch water heater pan | 1 | EA | 0% | 1 | 1 | 45 | 45 | 0.3 | 0.3 | 68 | 20.4 | 0 | 65.4 | 25% | 49.05 | 81.75 | Provisional | PG001/PP101/PP501/PP601/A110 | Oneperheater | EST | HOLD - engineering/selection/review | 1 | 0 | 33.75 | 56.25
B0397 | Plumbing | Service / waterheating / closeout | WHEXP | Potable thermal expansion tank | 1 | EA | 0% | 1 | 1 | 70 | 70 | 0.5 | 0.5 | 68 | 34 | 0 | 104 | 25% | 78 | 130 | Provisional | PG001/PP101/PP501/PP601/A110 | Oneclosed-systemtank;engineer size | EST | HOLD - engineering/selection/review | 1 | 0 | 52.5 | 87.5
B0398 | Plumbing | Service / waterheating / closeout | WHBR | Expansion tank support bracket | 1 | EA | 0% | 1 | 1 | 22 | 22 | 0.3 | 0.3 | 68 | 20.4 | 0 | 42.4 | 25% | 31.8 | 53 | Provisional | PG001/PP101/PP501/PP601/A110 | One | EST | HOLD - engineering/selection/review | 1 | 0 | 16.5 | 27.5
B0399 | Plumbing | Service / waterheating / closeout | WHCON | Listed water heater flexibleconnector | 2 | EA | 0% | 1 | 2 | 28 | 56 | 0.2 | 0.4 | 68 | 27.2 | 0 | 83.2 | 25% | 62.4 | 104 | Provisional | PG001/PP101/PP501/PP601/A110 | Cold/hot connections | EST | HOLD - engineering/selection/review | 2 | 0 | 42 | 70
B0400 | Plumbing | Service / waterheating / closeout | WHVAL | 3/4 ball valve lead-free | 2 | EA | 0% | 1 | 2 | 22 | 44 | 0.2 | 0.4 | 68 | 27.2 | 0 | 71.2 | 25% | 53.4 | 89 | Provisional | PG001/PP101/PP501/PP601/A110 | Cold/hot isolation | EST | HOLD - engineering/selection/review | 2 | 0 | 33 | 55
B0401 | Plumbing | Service / waterheating / closeout | WHTMV | Thermostatic mixingvalve assembly | 1 | EA | 0% | 1 | 1 | 170 | 170 | 0.6 | 0.6 | 68 | 40.8 | 0 | 210.8 | 25% | 158.1 | 263.5 | Provisional | PG001/PP101/PP501/PP601/A110 | Budgetdeliverytemperaturecontrol | EST | HOLD - engineering/selection/review | 1 | 0 | 127.5 | 212.5
B0402 | Plumbing | Service / waterheating / closeout | WHREL | T&P valve check/installation labor, valve furnishedwithheater | 1 | EA | 0% | 1 | 1 | 0 | 0 | 0.2 | 0.2 | 68 | 13.6 | 0 | 13.6 | 25% | 10.2 | 17 | Provisional | PG001/PP101/PP501/PP601/A110 | Avoidduplicatevalvepurchase | EST | HOLD - engineering/selection/review | 1 | 0 | 0 | 0
B0403 | Plumbing | Service / waterheating / closeout | WHSTR | Water heater anchorage strapkit | 1 | EA | 0% | 1 | 1 | 28 | 28 | 0.35 | 0.35 | 68 | 23.8 | 0 | 51.8 | 25% | 38.85 | 64.75 | Provisional | PG001/PP101/PP501/PP601/A110 | Anchorageprovision | EST | HOLD - engineering/selection/review | 1 | 0 | 21 | 35
B0404 | Plumbing | Service / waterheating / closeout | WHAUTO | Automatic whole-house water shutoff / sensors | 1 | EA | 0% | 1 | 1 | 550 | 550 | 1.5 | 1.5 | 68 | 102 | 0 | 652 | 25% | 489 | 815 | Provisional | PG001/PP101/PP501/PP601/A110 | A110 requirement;finalsize and bypass | EST | HOLD - engineering/selection/review | 1 | 0 | 412.5 | 687.5
B0405 | Plumbing | Service / waterheating / closeout | PRV | 2 inch water pressure reducing valve provision | 1 | EA | 0% | 1 | 1 | 425 | 425 | 0.7 | 0.7 | 68 | 47.6 | 0 | 472.6 | 25% | 354.45 | 590.75 | Provisional | PG001/PP101/PP501/PP601/A110 | Pressureunknown; includedbase pendingutility | EST | HOLD - engineering/selection/review | 1 | 0 | 318.75 | 531.25
B0406 | Plumbing | Service / waterheating / closeout | BACKFLOW | 2 inch RPZ backflow assembly | 1 | EA | 0% | 1 | 1 | 950 | 950 | 1.5 | 1.5 | 68 | 102 | 0 | 1052 | 25% | 789 | 1315 | Provisional | PG001/PP101/PP501/PP601/A110 | PG001 calls RPZ;utility confirmsactualneed/size | EST | HOLD - engineering/selection/review | 1 | 0 | 712.5 | 1187.5
B0407 | Plumbing | Service / waterheating / closeout | MAINV | 2 inch lead-free isolation ball valve | 2 | EA | 0% | 1 | 2 | 135 | 270 | 0.3 | 0.6 | 68 | 40.8 | 0 | 310.8 | 25% | 233.1 | 388.5 | Provisional | PG001/PP101/PP501/PP601/A110 | Serviceandbuildingentry | EST | HOLD - engineering/selection/review | 2 | 0 | 202.5 | 337.5
B0408 | Plumbing | Service / waterheating / closeout | UNION2 | 2 inch dielectric/transition unions | 4 | EA | 0% | 1 | 4 | 45 | 180 | 0.25 | 1 | 68 | 68 | 0 | 248 | 25% | 186 | 310 | Provisional | PG001/PP101/PP501/PP601/A110 | Serviceequipment | EST | HOLD - engineering/selection/review | 4 | 0 | 135 | 225
B0409 | Plumbing | Service / waterheating / closeout | WTRBOX | Water meter / valve box | 1 | EA | 0% | 1 | 1 | 160 | 160 | 0.7 | 0.7 | 68 | 47.6 | 0 | 207.6 | 25% | 155.7 | 259.5 | Provisional | PG001/PP101/PP501/PP601/A110 | Meterutilitychargeexcluded | EST | HOLD - engineering/selection/review | 1 | 0 | 120 | 200
B0410 | Plumbing | Service / waterheating / closeout | WTRTEST | Water pressure /disinfection/testconsumables | 1 | kit | 0% | 1 | 1 | 120 | 120 | 8 | 8 | 68 | 544 | 0 | 664 | 25% | 498 | 830 | Provisional | PG001/PP101/PP501/PP601/A110 | Onecomplete water system | EST | HOLD - engineering/selection/review | 1 | 0 | 90 | 150
B0411 | Plumbing | Service / waterheating / closeout | DWVTEST | DWV test plugs /balls and test water | 1 | kit | 0% | 1 | 1 | 160 | 160 | 8 | 8 | 68 | 544 | 0 | 704 | 25% | 528 | 880 | Provisional | PG001/PP101/PP501/PP601/A110 | Complete DWV test | EST | HOLD - engineering/selection/review | 1 | 0 | 120 | 200
B0412 | Plumbing | Service / waterheating / closeout | BACKTEST | Backflow certification | 1 | service | 0% | 1 | 1 | 0 | 0 | 0 | 0 | 68 | 0 | 180 | 180 | 25% | 135 | 225 | Provisional | PG001/PP101/PP501/PP601/A110 | Independenttestfee inservices | EST | HOLD - engineering/selection/review | 1 | 0 | 0 | 0
B0413 | Plumbing | Service / waterheating / closeout | PLSTART | Plumbing trim adjustment /commissioning | 1 | activity | 0% | 1 | 1 | 0 | 0 | 16 | 16 | 68 | 1088 | 0 | 1088 | 25% | 816 | 1360 | Provisional | PG001/PP101/PP501/PP601/A110 | Temperature setting/leakchecks/fixtureoperation | EST | HOLD - engineering/selection/review | 1 | 0 | 0 | 0
B0414 | Plumbing | Service / waterheating / closeout | FIREP | Listed pipe penetration sealant | 12 | tube | 0% | 1 | 12 | 22 | 264 | 0.12 | 1.44 | 68 | 97.92 | 0 | 361.92 | 25% | 271.44 | 452.4 | Provisional | PG001/PP101/PP501/PP601/A110 | PG001/PP502;approvedassemblyselection | EST | HOLD - engineering/selection/review | 12 | 0 | 198 | 330
B0415 | Plumbing | Service / waterheating / closeout | SLEEVE | Pipe wall/slab sleeve | 48 | EA | 0% | 1 | 48 | 4 | 192 | 0.12 | 5.76 | 68 | 391.68 | 0 | 583.68 | 25% | 437.76 | 729.6 | Provisional | PG001/PP101/PP501/PP601/A110 | 27fixturepoints plusmains/roof | EST | HOLD - engineering/selection/review | 48 | 0 | 144 | 240
B0416 | Plumbing | Service / waterheating / closeout | ACCESS | 14x14 access panel | 10 | EA | 0% | 1 | 10 | 35 | 350 | 0.3 | 3 | 68 | 204 | 0 | 554 | 25% | 415.5 | 692.5 | Provisional | PG001/PP101/PP501/PP601/A110 | Concealedvalve/cleanoutprovision | EST | HOLD - engineering/selection/review | 10 | 0 | 262.5 | 437.5
B0417 | Plumbing | Service / waterheating / closeout | LABELP | Pipe/valve labels | 60 | EA | 0% | 1 | 60 | 1.2 | 72 | 0.035 | 2.1 | 68 | 142.8 | 0 | 214.8 | 25% | 161.1 | 268.5 | Provisional | PG001/PP101/PP501/PP601/A110 | PG001 tagging | EST | HOLD - engineering/selection/review | 60 | 0 | 54 | 90
B0418 | Plumbing | Water distribution | CPVC0.5 | CPVC CTS SDR11 potable pipe 0.5 inch; substitution hold | 742 | LF | 10% | 10 | 820 | 0.8 | 656 | 0.025 | 18.55 | 68 | 1261.4 | 0 | 1917.4 | 30% | 1342.18 | 2492.62 | Provisional | PP101/PP401; route register | Sum C-L1, H-L1, C-L2, H-L2, C-L3, H-L3, C-L4, H-L4, C-L5, H-L5, C-K1, H-K1, C-K2, H-K2, C-U1, H-U1, C-W1, C-W2, C-W3, C-W4, C-S1, H-S1, C-S2, H-S2, C-S3, H-S3, C-S4, H-S4, C-T1, H-T1, C-T2, H-T2, H-DW1, H-DW2, C-IM1, C-IM2, C-WM1, H-WM1 | P03 | HOLD - engineering/selection/review | 82 | 78 | 459.2 | 852.8
B0419 | Plumbing | Water distribution | C-0.5-90elbow | CPVC CTS 0.5 inch 90 elbow | 114 | EA | 5% | 1 | 120 | 0.52 | 62.4 | 0.12 | 13.68 | 68 | 930.24 | 0 | 992.64 | 25% | 744.48 | 1240.8 | Derived provisional fittings | Route topology / PG001 | Route turns +2 riser bends each; couplings1per10 ft;capsperroute; fittingtakeoutnotdeducted | P02 | HOLD - engineering/selection/review | 120 | 6 | 46.8 | 78
B0420 | Plumbing | Water distribution | C-0.5-coupling | CPVC CTS 0.5 inch coupling | 75 | EA | 5% | 1 | 79 | 0.4 | 31.6 | 0.1 | 7.5 | 68 | 510 | 0 | 541.6 | 25% | 406.2 | 677 | Derived provisional fittings | Route topology / PG001 | Route turns +2 riser bends each; couplings1per10 ft;capsperroute; fittingtakeoutnotdeducted | EST | HOLD - engineering/selection/review | 79 | 4 | 23.7 | 39.5
B0421 | Plumbing | Water distribution | C-0.5-testcap | CPVC CTS 0.5 inch test cap | 38 | EA | 5% | 1 | 40 | 0.4 | 16 | 0.05 | 1.9 | 68 | 129.2 | 0 | 145.2 | 25% | 108.9 | 181.5 | Derived provisional fittings | Route topology / PG001 | Route turns +2 riser bends each; couplings1per10 ft;capsperroute; fittingtakeoutnotdeducted | EST | HOLD - engineering/selection/review | 40 | 2 | 12 | 20
B0422 | Plumbing | Water distribution | INS-0.5 | Closed-cell water pipe insulation 0.5 inch, provisional1/2wall | 742 | LF | 5% | 6 | 780 | 1.05 | 819 | 0.018 | 13.356 | 68 | 908.21 | 0 | 1727.21 | 25% | 1295.41 | 2159.01 | Provisional | PG001 | All hot and cold routesper PG001;thicknessfinalenergycoordination | EST | HOLD - engineering/selection/review | 130 | 38 | 614.25 | 1023.75
B0423 | Plumbing | Water distribution | HANG-0.5 | Isolating pipeclamp 0.5 inch | 248 | EA | 5% | 1 | 261 | 2 | 522 | 0.05 | 12.4 | 68 | 843.2 | 0 | 1365.2 | 25% | 1023.9 | 1706.5 | Provisional | PG001 / route register | 742.00 LF /3 ft estimating support spacing; verifymanufacturer | EST | HOLD - engineering/selection/review | 261 | 13 | 391.5 | 652.5
B0424 | Plumbing | Water distribution | CPVC0.75 | CPVC CTS SDR11 potable pipe 0.75 inch; substitution hold | 157 | LF | 10% | 10 | 180 | 1.1 | 198 | 0.028 | 4.396 | 68 | 298.93 | 0 | 496.93 | 30% | 347.85 | 646.01 | Provisional | PP101/PP401; route register | Sum HW04, C-H1, C-H2, C-H3, C-H4, C-H5 | P03 | HOLD - engineering/selection/review | 18 | 23 | 138.6 | 257.4
B0425 | Plumbing | Water distribution | C-0.75-90elbow | CPVC CTS 0.75 inch 90 elbow | 17 | EA | 5% | 1 | 18 | 1 | 18 | 0.12 | 2.04 | 68 | 138.72 | 0 | 156.72 | 25% | 117.54 | 195.9 | Derived provisional fittings | Route topology / PG001 | Route turns +2 riser bends each; couplings1per10 ft;capsperroute; fittingtakeoutnotdeducted | EST | HOLD - engineering/selection/review | 18 | 1 | 13.5 | 22.5
B0426 | Plumbing | Water distribution | C-0.75-coupling | CPVC CTS 0.75 inch coupling | 16 | EA | 5% | 1 | 17 | 0.7 | 11.9 | 0.1 | 1.6 | 68 | 108.8 | 0 | 120.7 | 25% | 90.53 | 150.88 | Derived provisional fittings | Route topology / PG001 | Route turns +2 riser bends each; couplings1per10 ft;capsperroute; fittingtakeoutnotdeducted | EST | HOLD - engineering/selection/review | 17 | 1 | 8.925 | 14.875
B0427 | Plumbing | Water distribution | C-0.75-testcap | CPVC CTS 0.75 inch test cap | 6 | EA | 5% | 1 | 7 | 0.6 | 4.2 | 0.05 | 0.3 | 68 | 20.4 | 0 | 24.6 | 25% | 18.45 | 30.75 | Derived provisional fittings | Route topology / PG001 | Route turns +2 riser bends each; couplings1per10 ft;capsperroute; fittingtakeoutnotdeducted | EST | HOLD - engineering/selection/review | 7 | 1 | 3.15 | 5.25
B0428 | Plumbing | Water distribution | INS-0.75 | Closed-cell water pipe insulation 0.75 inch, provisional1/2wall | 157 | LF | 5% | 6 | 168 | 1.2 | 201.6 | 0.018 | 2.826 | 68 | 192.17 | 0 | 393.77 | 25% | 295.33 | 492.21 | Provisional | PG001 | All hot and cold routesper PG001;thicknessfinalenergycoordination | EST | HOLD - engineering/selection/review | 28 | 11 | 151.2 | 252
B0429 | Plumbing | Water distribution | HANG-0.75 | Isolating pipeclamp 0.75 inch | 53 | EA | 5% | 1 | 56 | 2.25 | 126 | 0.05 | 2.65 | 68 | 180.2 | 0 | 306.2 | 25% | 229.65 | 382.75 | Provisional | PG001 / route register | 157.00 LF /3 ft estimating support spacing; verifymanufacturer | EST | HOLD - engineering/selection/review | 56 | 3 | 94.5 | 157.5
B0430 | Plumbing | Water distribution | CPVC1 | CPVC CTS SDR11 potable pipe 1 inch; substitution hold | 64 | LF | 10% | 10 | 80 | 2 | 160 | 0.035 | 2.24 | 68 | 152.32 | 0 | 312.32 | 30% | 218.62 | 406.02 | Provisional | PP101/PP401; route register | Sum HW02 | P03 | HOLD - engineering/selection/review | 8 | 16 | 112 | 208
B0431 | Plumbing | Water distribution | C-1-90elbow | CPVC CTS 1 inch 90 elbow | 3 | EA | 5% | 1 | 4 | 2.64 | 10.56 | 0.12 | 0.36 | 68 | 24.48 | 0 | 35.04 | 25% | 26.28 | 43.8 | Derived provisional fittings | Route topology / PG001 | Route turns +2 riser bends each; couplings1per10 ft;capsperroute; fittingtakeoutnotdeducted | EST | HOLD - engineering/selection/review | 4 | 1 | 7.92 | 13.2
B0432 | Plumbing | Water distribution | C-1-coupling | CPVC CTS 1 inch coupling | 7 | EA | 5% | 1 | 8 | 1.6 | 12.8 | 0.1 | 0.7 | 68 | 47.6 | 0 | 60.4 | 25% | 45.3 | 75.5 | Derived provisional fittings | Route topology / PG001 | Route turns +2 riser bends each; couplings1per10 ft;capsperroute; fittingtakeoutnotdeducted | EST | HOLD - engineering/selection/review | 8 | 1 | 9.6 | 16
B0433 | Plumbing | Water distribution | C-1-testcap | CPVC CTS 1 inch test cap | 2 | EA | 5% | 1 | 3 | 1.3 | 3.9 | 0.05 | 0.1 | 68 | 6.8 | 0 | 10.7 | 25% | 8.02 | 13.38 | Derived provisional fittings | Route topology / PG001 | Route turns +2 riser bends each; couplings1per10 ft;capsperroute; fittingtakeoutnotdeducted | EST | HOLD - engineering/selection/review | 3 | 1 | 2.925 | 4.875
B0434 | Plumbing | Water distribution | INS-1 | Closed-cell water pipe insulation 1 inch, provisional1/2wall | 64 | LF | 5% | 6 | 72 | 1.35 | 97.2 | 0.018 | 1.152 | 68 | 78.34 | 0 | 175.54 | 25% | 131.66 | 219.42 | Provisional | PG001 | All hot and cold routesper PG001;thicknessfinalenergycoordination | EST | HOLD - engineering/selection/review | 12 | 8 | 72.9 | 121.5
B0435 | Plumbing | Water distribution | HANG-1 | Isolating pipeclamp 1 inch | 22 | EA | 5% | 1 | 24 | 2.5 | 60 | 0.05 | 1.1 | 68 | 74.8 | 0 | 134.8 | 25% | 101.1 | 168.5 | Provisional | PG001 / route register | 64.00 LF /3 ft estimating support spacing; verifymanufacturer | EST | HOLD - engineering/selection/review | 24 | 2 | 45 | 75
B0436 | Plumbing | Water distribution | CPVC1.5 | CPVC CTS SDR11 potable pipe 1.5 inch; substitution hold | 141 | LF | 10% | 10 | 160 | 4.8 | 768 | 0.045 | 6.345 | 68 | 431.46 | 0 | 1199.46 | 30% | 839.62 | 1559.3 | Provisional | PP101/PP401; route register | Sum CW02, CW03, HW03 | EST | HOLD - engineering/selection/review | 16 | 19 | 537.6 | 998.4
B0437 | Plumbing | Water distribution | C-1.5-90elbow | CPVC CTS 1.5 inch 90 elbow | 9 | EA | 5% | 1 | 10 | 5.5 | 55 | 0.12 | 1.08 | 68 | 73.44 | 0 | 128.44 | 25% | 96.33 | 160.55 | Derived provisional fittings | Route topology / PG001 | Route turns +2 riser bends each; couplings1per10 ft;capsperroute; fittingtakeoutnotdeducted | EST | HOLD - engineering/selection/review | 10 | 1 | 41.25 | 68.75
B0438 | Plumbing | Water distribution | C-1.5-coupling | CPVC CTS 1.5 inch coupling | 15 | EA | 5% | 1 | 16 | 3.4 | 54.4 | 0.1 | 1.5 | 68 | 102 | 0 | 156.4 | 25% | 117.3 | 195.5 | Derived provisional fittings | Route topology / PG001 | Route turns +2 riser bends each; couplings1per10 ft;capsperroute; fittingtakeoutnotdeducted | EST | HOLD - engineering/selection/review | 16 | 1 | 40.8 | 68
B0439 | Plumbing | Water distribution | C-1.5-testcap | CPVC CTS 1.5 inch test cap | 3 | EA | 5% | 1 | 4 | 3 | 12 | 0.05 | 0.15 | 68 | 10.2 | 0 | 22.2 | 25% | 16.65 | 27.75 | Derived provisional fittings | Route topology / PG001 | Route turns +2 riser bends each; couplings1per10 ft;capsperroute; fittingtakeoutnotdeducted | EST | HOLD - engineering/selection/review | 4 | 1 | 9 | 15
B0440 | Plumbing | Water distribution | INS-1.5 | Closed-cell water pipe insulation 1.5 inch, provisional1/2wall | 141 | LF | 5% | 6 | 150 | 1.65 | 247.5 | 0.018 | 2.538 | 68 | 172.58 | 0 | 420.08 | 25% | 315.06 | 525.1 | Provisional | PG001 | All hot and cold routesper PG001;thicknessfinalenergycoordination | EST | HOLD - engineering/selection/review | 25 | 9 | 185.625 | 309.375
B0441 | Plumbing | Water distribution | HANG-1.5 | Isolating pipeclamp 1.5 inch | 47 | EA | 5% | 1 | 50 | 3 | 150 | 0.05 | 2.35 | 68 | 159.8 | 0 | 309.8 | 25% | 232.35 | 387.25 | Provisional | PG001 / route register | 141.00 LF /3 ft estimating support spacing; verifymanufacturer | EST | HOLD - engineering/selection/review | 50 | 3 | 112.5 | 187.5
B0442 | Plumbing | Water distribution | CPVC2 | CPVC CTS SDR11 potable pipe 2 inch; substitution hold | 59 | LF | 10% | 10 | 70 | 7.5 | 525 | 0.055 | 3.245 | 68 | 220.66 | 0 | 745.66 | 30% | 521.96 | 969.36 | Provisional | PP101/PP401; route register | Sum CW01, HW01 | EST | HOLD - engineering/selection/review | 7 | 11 | 367.5 | 682.5
B0443 | Plumbing | Water distribution | C-2-90elbow | CPVC CTS 2 inch 90 elbow | 4 | EA | 5% | 1 | 5 | 10 | 50 | 0.12 | 0.48 | 68 | 32.64 | 0 | 82.64 | 25% | 61.98 | 103.3 | Derived provisional fittings | Route topology / PG001 | Route turns +2 riser bends each; couplings1per10 ft;capsperroute; fittingtakeoutnotdeducted | EST | HOLD - engineering/selection/review | 5 | 1 | 37.5 | 62.5
B0444 | Plumbing | Water distribution | C-2-coupling | CPVC CTS 2 inch coupling | 6 | EA | 5% | 1 | 7 | 6 | 42 | 0.1 | 0.6 | 68 | 40.8 | 0 | 82.8 | 25% | 62.1 | 103.5 | Derived provisional fittings | Route topology / PG001 | Route turns +2 riser bends each; couplings1per10 ft;capsperroute; fittingtakeoutnotdeducted | EST | HOLD - engineering/selection/review | 7 | 1 | 31.5 | 52.5
B0445 | Plumbing | Water distribution | C-2-testcap | CPVC CTS 2 inch test cap | 2 | EA | 5% | 1 | 3 | 5 | 15 | 0.05 | 0.1 | 68 | 6.8 | 0 | 21.8 | 25% | 16.35 | 27.25 | Derived provisional fittings | Route topology / PG001 | Route turns +2 riser bends each; couplings1per10 ft;capsperroute; fittingtakeoutnotdeducted | EST | HOLD - engineering/selection/review | 3 | 1 | 11.25 | 18.75
B0446 | Plumbing | Water distribution | INS-2 | Closed-cell water pipe insulation 2 inch, provisional1/2wall | 59 | LF | 5% | 6 | 66 | 1.95 | 128.7 | 0.018 | 1.062 | 68 | 72.22 | 0 | 200.92 | 25% | 150.69 | 251.15 | Provisional | PG001 | All hot and cold routesper PG001;thicknessfinalenergycoordination | EST | HOLD - engineering/selection/review | 11 | 7 | 96.525 | 160.875
B0447 | Plumbing | Water distribution | HANG-2 | Isolating pipeclamp 2 inch | 20 | EA | 5% | 1 | 21 | 3.5 | 73.5 | 0.05 | 1 | 68 | 68 | 0 | 141.5 | 25% | 106.13 | 176.88 | Provisional | PG001 / route register | 59.00 LF /3 ft estimating support spacing; verifymanufacturer | EST | HOLD - engineering/selection/review | 21 | 1 | 55.125 | 91.875
B0448 | Plumbing | Water service / distribution | CTEE2 | 2 inch CPVC main tee | 3 | EA | 0% | 1 | 3 | 15 | 45 | 0.2 | 0.6 | 68 | 40.8 | 0 | 85.8 | 25% | 64.35 | 107.25 | Provisional | PG001/PP101/PP501 | Equipment/serviceorheader connection provision ;route CW00 owns72 ftservice | EST | HOLD - engineering/selection/review | 3 | 0 | 33.75 | 56.25
B0449 | Plumbing | Water service / distribution | CRED21 | 2x1-1/2CPVC reducer | 4 | EA | 0% | 1 | 4 | 8 | 32 | 0.12 | 0.48 | 68 | 32.64 | 0 | 64.64 | 25% | 48.48 | 80.8 | Provisional | PG001/PP101/PP501 | Equipment/serviceorheader connection provision ;route CW00 owns72 ftservice | EST | HOLD - engineering/selection/review | 4 | 0 | 24 | 40
B0450 | Plumbing | Water service / distribution | CRED10 | 1-1/2x1CPVC reducer | 2 | EA | 0% | 1 | 2 | 5 | 10 | 0.12 | 0.24 | 68 | 16.32 | 0 | 26.32 | 25% | 19.74 | 32.9 | Provisional | PG001/PP101/PP501 | Equipment/serviceorheader connection provision ;route CW00 owns72 ftservice | EST | HOLD - engineering/selection/review | 2 | 0 | 7.5 | 12.5
B0451 | Plumbing | Water service / distribution | CRED075 | 1-1/2x3/4CPVC reducer | 2 | EA | 0% | 1 | 2 | 5 | 10 | 0.12 | 0.24 | 68 | 16.32 | 0 | 26.32 | 25% | 19.74 | 32.9 | Provisional | PG001/PP101/PP501 | Equipment/serviceorheader connection provision ;route CW00 owns72 ftservice | EST | HOLD - engineering/selection/review | 2 | 0 | 7.5 | 12.5
B0452 | Plumbing | Water service / distribution | CVAL | 3/4or1 inch branch isolation valve | 12 | EA | 0% | 1 | 12 | 25 | 300 | 0.2 | 2.4 | 68 | 163.2 | 0 | 463.2 | 25% | 347.4 | 579 | Provisional | PG001/PP101/PP501 | Equipment/serviceorheader connection provision ;route CW00 owns72 ftservice | EST | HOLD - engineering/selection/review | 12 | 0 | 225 | 375
B0453 | Plumbing | Water service / distribution | CSOLV | CPVC potable-rated cement | 3 | quart | 0% | 1 | 3 | 18 | 54 | 0.1 | 0.3 | 68 | 20.4 | 0 | 74.4 | 25% | 55.8 | 93 | Provisional | PG001/PP101/PP501 | Equipment/serviceorheader connection provision ;route CW00 owns72 ftservice | EST | HOLD - engineering/selection/review | 3 | 0 | 40.5 | 67.5
B0454 | Plumbing | Water service / distribution | CPRIM | Compatible primer where required | 2 | quart | 0% | 1 | 2 | 12 | 24 | 0.1 | 0.2 | 68 | 13.6 | 0 | 37.6 | 25% | 28.2 | 47 | Provisional | PG001/PP101/PP501 | Equipment/serviceorheader connection provision ;route CW00 owns72 ftservice | EST | HOLD - engineering/selection/review | 2 | 0 | 18 | 30
B0455 | Plumbing | Water service / distribution | CSUPSC | Pipe support screws/anchors | 500 | EA | 0% | 100 | 500 | 0.12 | 60 | 0.005 | 2.5 | 68 | 170 | 0 | 230 | 25% | 172.5 | 287.5 | Provisional | PG001/PP101/PP501 | Equipment/serviceorheader connection provision ;route CW00 owns72 ftservice | EST | HOLD - engineering/selection/review | 5 | 0 | 45 | 75
B0456 | Plumbing | Water service / distribution | CRELIEF | 3/4listed T&P dischargepipe | 25 | LF | 0% | 10 | 30 | 1.4 | 42 | 0.035 | 0.875 | 68 | 59.5 | 0 | 101.5 | 25% | 76.13 | 126.88 | Provisional | PG001/PP101/PP501 | Equipment/serviceorheader connection provision ;route CW00 owns72 ftservice | EST | HOLD - engineering/selection/review | 3 | 5 | 31.5 | 52.5
B0457 | Plumbing | Water service / distribution | CPAN | 1 inch PVCpan drain | 25 | LF | 0% | 10 | 30 | 0.85 | 25.5 | 0.03 | 0.75 | 68 | 51 | 0 | 76.5 | 25% | 57.38 | 95.63 | Provisional | PG001/PP101/PP501 | Equipment/serviceorheader connection provision ;route CW00 owns72 ftservice | EST | HOLD - engineering/selection/review | 3 | 5 | 19.125 | 31.875
B0458 | Plumbing | Water service / distribution | CPAND | Pan/dischargeroute fittings | 10 | EA | 0% | 1 | 10 | 2 | 20 | 0.12 | 1.2 | 68 | 81.6 | 0 | 101.6 | 25% | 76.2 | 127 | Provisional | PG001/PP101/PP501 | Equipment/serviceorheader connection provision ;route CW00 owns72 ftservice | EST | HOLD - engineering/selection/review | 10 | 0 | 15 | 25
B0459 | Plumbing | Water service / distribution | KSERV | 2 inch Type K copper water service | 72 | LF | 0% | 20 | 80 | 25 | 2000 | 0.06 | 4.32 | 68 | 293.76 | 0 | 2293.76 | 25% | 1720.32 | 2867.2 | Provisional | PG001/PP101/PP501 | Equipment/serviceorheader connection provision ;route CW00 owns72 ftservice | EST | HOLD - engineering/selection/review | 4 | 8 | 1500 | 2500
B0460 | Plumbing | Water service / distribution | KTRANS | 2 inch Type K serviceendtransition | 2 | EA | 0% | 1 | 2 | 75 | 150 | 0.5 | 1 | 68 | 68 | 0 | 218 | 25% | 163.5 | 272.5 | Provisional | PG001/PP101/PP501 | Equipment/serviceorheader connection provision ;route CW00 owns72 ftservice | EST | HOLD - engineering/selection/review | 2 | 0 | 112.5 | 187.5
B0461 | Plumbing | Water service / distribution | WTRTRENCH | Water service trench / backfill | 70 | LF | 0% | 1 | 70 | 0 | 0 | 0.16 | 11.2 | 68 | 761.6 | 400 | 1161.6 | 25% | 871.2 | 1452 | Provisional | PG001/PP101/PP501 | Equipment/serviceorheader connection provision ;route CW00 owns72 ftservice | EST | HOLD - engineering/selection/review | 70 | 0 | 0 | 0
B0462 | Plumbing | DWV piping | DWV1.5 | Sch40PVC DWV pipe 1.5 inch | 109 | LF | 10% | 10 | 120 | 1.8 | 216 | 0.05 | 5.45 | 68 | 370.6 | 0 | 586.6 | 30% | 410.62 | 762.58 | Provisional | PP101/PP401; routes | Sum D-L1, D-L2, D-L3, D-L4, D-L5, D-K1, D-K2, D-T1, D-T2, D-DW2 | EST | HOLD - engineering/selection/review | 12 | 11 | 151.2 | 280.8
B0463 | Plumbing | DWV piping | DWV2 | Sch40PVC DWV pipe 2 inch | 144 | LF | 10% | 10 | 160 | 2.45 | 392 | 0.05 | 7.2 | 68 | 489.6 | 0 | 881.6 | 30% | 617.12 | 1146.08 | Provisional | PP101/PP401; routes | Sum D-U1, D-S1, D-S2, D-S3, D-WM1, V-Guest shower tie-ins, V-Master doublelav added vent, V-Island sink ventloop, V-Porch sink vent branch, V-Laundry/washer vent | EST | HOLD - engineering/selection/review | 16 | 16 | 274.4 | 509.6
B0464 | Plumbing | DWV piping | DWV2.5 | Sch40PVC DWV pipe 2.5 inch | 74 | LF | 10% | 10 | 90 | 7.5 | 675 | 0.05 | 3.7 | 68 | 251.6 | 0 | 926.6 | 30% | 648.62 | 1204.58 | Provisional | PP101/PP401; routes | Sum V1, V2, V3, V4 | EST | HOLD - engineering/selection/review | 9 | 16 | 472.5 | 877.5
B0465 | Plumbing | DWV piping | DWV3 | Sch40PVC DWV pipe 3 inch | 105.21 | LF | 10% | 10 | 120 | 4.8 | 576 | 0.05 | 5.261 | 68 | 357.75 | 0 | 933.75 | 30% | 653.63 | 1213.88 | Provisional | PP101/PP401; routes | Sum D02, D03, D04, D-W1, D-W2, D-W3, D-W4 | EST | HOLD - engineering/selection/review | 12 | 14.79 | 403.2 | 748.8
B0466 | Plumbing | DWV piping | DWV4 | Sch40PVC DWV pipe 4 inch | 163.81 | LF | 10% | 10 | 190 | 7.713 | 1465.47 | 0.05 | 8.191 | 68 | 556.99 | 0 | 2022.46 | 30% | 1415.72 | 2629.2 | Provisional | PP101/PP401; routes | Sum D00, D01, D05 | P01 | HOLD - engineering/selection/review | 19 | 26.19 | 1025.829 | 1905.111
B0467 | Plumbing | DWV fittings | D-1.5-longsweep90 | PVC DWV 1.5 inch long sweep 90 | 12 | EA | 5% | 1 | 13 | 4 | 52 | 0.16 | 1.92 | 68 | 130.56 | 0 | 182.56 | 25% | 136.92 | 228.2 | Derived provisional fittings | PP401 + estimating fittings register | 1.5 inch group connection/riser/turnstock; finalspoollayoutnotavailable | EST | HOLD - engineering/selection/review | 13 | 1 | 39 | 65
B0468 | Plumbing | DWV fittings | D-1.5-45elbow | PVC DWV 1.5 inch 45 elbow | 8 | EA | 5% | 1 | 9 | 3 | 27 | 0.16 | 1.28 | 68 | 87.04 | 0 | 114.04 | 25% | 85.53 | 142.55 | Derived provisional fittings | PP401 + estimating fittings register | 1.5 inch group connection/riser/turnstock; finalspoollayoutnotavailable | EST | HOLD - engineering/selection/review | 9 | 1 | 20.25 | 33.75
B0469 | Plumbing | DWV fittings | D-1.5-sanitarytee | PVC DWV 1.5 inch sanitary tee | 7 | EA | 5% | 1 | 8 | 4 | 32 | 0.16 | 1.12 | 68 | 76.16 | 0 | 108.16 | 25% | 81.12 | 135.2 | Derived provisional fittings | PP401 + estimating fittings register | 1.5 inch group connection/riser/turnstock; finalspoollayoutnotavailable | EST | HOLD - engineering/selection/review | 8 | 1 | 24 | 40
B0470 | Plumbing | DWV fittings | D-1.5-coupling | PVC DWV 1.5 inch coupling | 12 | EA | 5% | 1 | 13 | 2 | 26 | 0.16 | 1.92 | 68 | 130.56 | 0 | 156.56 | 25% | 117.42 | 195.7 | Derived provisional fittings | PP401 + estimating fittings register | 1.5 inch group connection/riser/turnstock; finalspoollayoutnotavailable | EST | HOLD - engineering/selection/review | 13 | 1 | 19.5 | 32.5
B0471 | Plumbing | DWV fittings | D-1.5-cleanoutadapter/plug | PVC DWV 1.5 inch cleanout adapter /plug | 2 | EA | 5% | 1 | 3 | 7 | 21 | 0.16 | 0.32 | 68 | 21.76 | 0 | 42.76 | 25% | 32.07 | 53.45 | Derived provisional fittings | PP401 + estimating fittings register | 1.5 inch group connection/riser/turnstock; finalspoollayoutnotavailable | EST | HOLD - engineering/selection/review | 3 | 1 | 15.75 | 26.25
B0472 | Plumbing | DWV fittings | D-2-longsweep90 | PVC DWV 2 inch long sweep 90 | 15 | EA | 5% | 1 | 16 | 6.16 | 98.56 | 0.16 | 2.4 | 68 | 163.2 | 0 | 261.76 | 25% | 196.32 | 327.2 | Derived provisional fittings | PP401 + estimating fittings register | 2 inch group connection/riser/turnstock; finalspoollayoutnotavailable | EST | HOLD - engineering/selection/review | 16 | 1 | 73.92 | 123.2
B0473 | Plumbing | DWV fittings | D-2-45elbow | PVC DWV 2 inch 45 elbow | 12 | EA | 5% | 1 | 13 | 4.62 | 60.06 | 0.16 | 1.92 | 68 | 130.56 | 0 | 190.62 | 25% | 142.97 | 238.28 | Derived provisional fittings | PP401 + estimating fittings register | 2 inch group connection/riser/turnstock; finalspoollayoutnotavailable | EST | HOLD - engineering/selection/review | 13 | 1 | 45.045 | 75.075
B0474 | Plumbing | DWV fittings | D-2-wye | PVC DWV 2 inch wye | 6 | EA | 5% | 1 | 7 | 7.7 | 53.9 | 0.16 | 0.96 | 68 | 65.28 | 0 | 119.18 | 25% | 89.39 | 148.98 | Derived provisional fittings | PP401 + estimating fittings register | 2 inch group connection/riser/turnstock; finalspoollayoutnotavailable | EST | HOLD - engineering/selection/review | 7 | 1 | 40.425 | 67.375
B0475 | Plumbing | DWV fittings | D-2-sanitarytee | PVC DWV 2 inch sanitary tee | 8 | EA | 5% | 1 | 9 | 6.16 | 55.44 | 0.16 | 1.28 | 68 | 87.04 | 0 | 142.48 | 25% | 106.86 | 178.1 | Derived provisional fittings | PP401 + estimating fittings register | 2 inch group connection/riser/turnstock; finalspoollayoutnotavailable | EST | HOLD - engineering/selection/review | 9 | 1 | 41.58 | 69.3
B0476 | Plumbing | DWV fittings | D-2-coupling | PVC DWV 2 inch coupling | 20 | EA | 5% | 1 | 21 | 3.08 | 64.68 | 0.16 | 3.2 | 68 | 217.6 | 0 | 282.28 | 25% | 211.71 | 352.85 | Derived provisional fittings | PP401 + estimating fittings register | 2 inch group connection/riser/turnstock; finalspoollayoutnotavailable | EST | HOLD - engineering/selection/review | 21 | 1 | 48.51 | 80.85
B0477 | Plumbing | DWV fittings | D-2-cleanoutadapter/plug | PVC DWV 2 inch cleanout adapter /plug | 4 | EA | 5% | 1 | 5 | 10.78 | 53.9 | 0.16 | 0.64 | 68 | 43.52 | 0 | 97.42 | 25% | 73.07 | 121.78 | Derived provisional fittings | PP401 + estimating fittings register | 2 inch group connection/riser/turnstock; finalspoollayoutnotavailable | EST | HOLD - engineering/selection/review | 5 | 1 | 40.425 | 67.375
B0478 | Plumbing | DWV fittings | D-2.5-longsweep90 | PVC DWV 2.5 inch long sweep 90 | 8 | EA | 5% | 1 | 9 | 8.61 | 77.49 | 0.16 | 1.28 | 68 | 87.04 | 0 | 164.53 | 25% | 123.4 | 205.66 | Derived provisional fittings | PP401 + estimating fittings register | 2.5 inch group connection/riser/turnstock; finalspoollayoutnotavailable | EST | HOLD - engineering/selection/review | 9 | 1 | 58.1175 | 96.8625
B0479 | Plumbing | DWV fittings | D-2.5-45elbow | PVC DWV 2.5 inch 45 elbow | 8 | EA | 5% | 1 | 9 | 6.45 | 58.05 | 0.16 | 1.28 | 68 | 87.04 | 0 | 145.09 | 25% | 108.82 | 181.36 | Derived provisional fittings | PP401 + estimating fittings register | 2.5 inch group connection/riser/turnstock; finalspoollayoutnotavailable | EST | HOLD - engineering/selection/review | 9 | 1 | 43.5375 | 72.5625
B0480 | Plumbing | DWV fittings | D-2.5-sanitarytee | PVC DWV 2.5 inch sanitary tee | 4 | EA | 5% | 1 | 5 | 8.61 | 43.05 | 0.16 | 0.64 | 68 | 43.52 | 0 | 86.57 | 25% | 64.93 | 108.21 | Derived provisional fittings | PP401 + estimating fittings register | 2.5 inch group connection/riser/turnstock; finalspoollayoutnotavailable | EST | HOLD - engineering/selection/review | 5 | 1 | 32.2875 | 53.8125
B0481 | Plumbing | DWV fittings | D-2.5-coupling | PVC DWV 2.5 inch coupling | 12 | EA | 5% | 1 | 13 | 4.3 | 55.9 | 0.16 | 1.92 | 68 | 130.56 | 0 | 186.46 | 25% | 139.85 | 233.08 | Derived provisional fittings | PP401 + estimating fittings register | 2.5 inch group connection/riser/turnstock; finalspoollayoutnotavailable | EST | HOLD - engineering/selection/review | 13 | 1 | 41.925 | 69.875
B0482 | Plumbing | DWV fittings | D-2.5-cleanoutadapter/plug | PVC DWV 2.5 inch cleanout adapter /plug | 4 | EA | 5% | 1 | 5 | 15.06 | 75.3 | 0.16 | 0.64 | 68 | 43.52 | 0 | 118.82 | 25% | 89.12 | 148.52 | Derived provisional fittings | PP401 + estimating fittings register | 2.5 inch group connection/riser/turnstock; finalspoollayoutnotavailable | EST | HOLD - engineering/selection/review | 5 | 1 | 56.475 | 94.125
B0483 | Plumbing | DWV fittings | D-3-longsweep90 | PVC DWV 3 inch long sweep 90 | 8 | EA | 5% | 1 | 9 | 11.31 | 101.79 | 0.16 | 1.28 | 68 | 87.04 | 0 | 188.83 | 25% | 141.62 | 236.04 | Derived provisional fittings | PP401 + estimating fittings register | 3 inch group connection/riser/turnstock; finalspoollayoutnotavailable | EST | HOLD - engineering/selection/review | 9 | 1 | 76.3425 | 127.2375
B0484 | Plumbing | DWV fittings | D-3-45elbow | PVC DWV 3 inch 45 elbow | 10 | EA | 5% | 1 | 11 | 8.49 | 93.39 | 0.16 | 1.6 | 68 | 108.8 | 0 | 202.19 | 25% | 151.64 | 252.74 | Derived provisional fittings | PP401 + estimating fittings register | 3 inch group connection/riser/turnstock; finalspoollayoutnotavailable | EST | HOLD - engineering/selection/review | 11 | 1 | 70.0425 | 116.7375
B0485 | Plumbing | DWV fittings | D-3-wye | PVC DWV 3 inch wye | 4 | EA | 5% | 1 | 5 | 14.14 | 70.7 | 0.16 | 0.64 | 68 | 43.52 | 0 | 114.22 | 25% | 85.66 | 142.78 | Derived provisional fittings | PP401 + estimating fittings register | 3 inch group connection/riser/turnstock; finalspoollayoutnotavailable | EST | HOLD - engineering/selection/review | 5 | 1 | 53.025 | 88.375
B0486 | Plumbing | DWV fittings | D-3-coupling | PVC DWV 3 inch coupling | 12 | EA | 5% | 1 | 13 | 5.66 | 73.58 | 0.16 | 1.92 | 68 | 130.56 | 0 | 204.14 | 25% | 153.11 | 255.17 | Derived provisional fittings | PP401 + estimating fittings register | 3 inch group connection/riser/turnstock; finalspoollayoutnotavailable | EST | HOLD - engineering/selection/review | 13 | 1 | 55.185 | 91.975
B0487 | Plumbing | DWV fittings | D-3-cleanoutadapter/plug | PVC DWV 3 inch cleanout adapter /plug | 2 | EA | 5% | 1 | 3 | 19.8 | 59.4 | 0.16 | 0.32 | 68 | 21.76 | 0 | 81.16 | 25% | 60.87 | 101.45 | Derived provisional fittings | PP401 + estimating fittings register | 3 inch group connection/riser/turnstock; finalspoollayoutnotavailable | EST | HOLD - engineering/selection/review | 3 | 1 | 44.55 | 74.25
B0488 | Plumbing | DWV fittings | D-4-longsweep90 | PVC DWV 4 inch long sweep 90 | 4 | EA | 5% | 1 | 5 | 17.42 | 87.1 | 0.16 | 0.64 | 68 | 43.52 | 0 | 130.62 | 25% | 97.97 | 163.28 | Derived provisional fittings | PP401 + estimating fittings register | 4 inch group connection/riser/turnstock; finalspoollayoutnotavailable | EST | HOLD - engineering/selection/review | 5 | 1 | 65.325 | 108.875
B0489 | Plumbing | DWV fittings | D-4-45elbow | PVC DWV 4 inch 45 elbow | 12 | EA | 5% | 1 | 13 | 13.06 | 169.78 | 0.16 | 1.92 | 68 | 130.56 | 0 | 300.34 | 25% | 225.26 | 375.42 | Derived provisional fittings | PP401 + estimating fittings register | 4 inch group connection/riser/turnstock; finalspoollayoutnotavailable | EST | HOLD - engineering/selection/review | 13 | 1 | 127.335 | 212.225
B0490 | Plumbing | DWV fittings | D-4-wye | PVC DWV 4 inch wye | 6 | EA | 5% | 1 | 7 | 21.77 | 152.39 | 0.16 | 0.96 | 68 | 65.28 | 0 | 217.67 | 25% | 163.25 | 272.09 | Derived provisional fittings | PP401 + estimating fittings register | 4 inch group connection/riser/turnstock; finalspoollayoutnotavailable | EST | HOLD - engineering/selection/review | 7 | 1 | 114.2925 | 190.4875
B0491 | Plumbing | DWV fittings | D-4-coupling | PVC DWV 4 inch coupling | 18 | EA | 5% | 1 | 19 | 8.71 | 165.49 | 0.16 | 2.88 | 68 | 195.84 | 0 | 361.33 | 25% | 271 | 451.66 | Derived provisional fittings | PP401 + estimating fittings register | 4 inch group connection/riser/turnstock; finalspoollayoutnotavailable | EST | HOLD - engineering/selection/review | 19 | 1 | 124.1175 | 206.8625
B0492 | Plumbing | DWV fittings | D-4-cleanoutadapter/plug | PVC DWV 4 inch cleanout adapter /plug | 3 | EA | 5% | 1 | 4 | 30.48 | 121.92 | 0.16 | 0.48 | 68 | 32.64 | 0 | 154.56 | 25% | 115.92 | 193.2 | Derived provisional fittings | PP401 + estimating fittings register | 4 inch group connection/riser/turnstock; finalspoollayoutnotavailable | EST | HOLD - engineering/selection/review | 4 | 1 | 91.44 | 152.4
B0493 | Plumbing | DWV installation | DRED43 | 4x3reducing wye | 4 | EA | 0% | 1 | 4 | 24 | 96 | 0.22 | 0.88 | 68 | 59.84 | 0 | 155.84 | 25% | 116.88 | 194.8 | Provisional | PP101/PP401/PP501/PP502 | DWVinstallationallowance; no duplicatedfixturetraps | EST | HOLD - engineering/selection/review | 4 | 0 | 72 | 120
B0494 | Plumbing | DWV installation | DRED42 | 4x2reducing wye | 3 | EA | 0% | 1 | 3 | 22 | 66 | 0.22 | 0.66 | 68 | 44.88 | 0 | 110.88 | 25% | 83.16 | 138.6 | Provisional | PP101/PP401/PP501/PP502 | DWVinstallationallowance; no duplicatedfixturetraps | EST | HOLD - engineering/selection/review | 3 | 0 | 49.5 | 82.5
B0495 | Plumbing | DWV installation | DRED32 | 3x2reducing wye | 5 | EA | 0% | 1 | 5 | 16 | 80 | 0.22 | 1.1 | 68 | 74.8 | 0 | 154.8 | 25% | 116.1 | 193.5 | Provisional | PP101/PP401/PP501/PP502 | DWVinstallationallowance; no duplicatedfixturetraps | EST | HOLD - engineering/selection/review | 5 | 0 | 60 | 100
B0496 | Plumbing | DWV installation | DRED21 | 2x1-1/2reducingbushing | 8 | EA | 0% | 1 | 8 | 3 | 24 | 0.12 | 0.96 | 68 | 65.28 | 0 | 89.28 | 25% | 66.96 | 111.6 | Provisional | PP101/PP401/PP501/PP502 | DWVinstallationallowance; no duplicatedfixturetraps | EST | HOLD - engineering/selection/review | 8 | 0 | 18 | 30
B0497 | Plumbing | DWV installation | DVRED | 2-1/2x2 vent reducer | 8 | EA | 0% | 1 | 8 | 8 | 64 | 0.15 | 1.2 | 68 | 81.6 | 0 | 145.6 | 25% | 109.2 | 182 | Provisional | PP101/PP401/PP501/PP502 | DWVinstallationallowance; no duplicatedfixturetraps | EST | HOLD - engineering/selection/review | 8 | 0 | 48 | 80
B0498 | Plumbing | DWV installation | COCOVER | Finished cleanout cover | 8 | EA | 0% | 1 | 8 | 20 | 160 | 0.12 | 0.96 | 68 | 65.28 | 0 | 225.28 | 25% | 168.96 | 281.6 | Provisional | PP101/PP401/PP501/PP502 | DWVinstallationallowance; no duplicatedfixturetraps | EST | HOLD - engineering/selection/review | 8 | 0 | 120 | 200
B0499 | Plumbing | DWV installation | DWCAP | Temporary DWV rough caps | 24 | EA | 0% | 1 | 24 | 3 | 72 | 0.08 | 1.92 | 68 | 130.56 | 0 | 202.56 | 25% | 151.92 | 253.2 | Provisional | PP101/PP401/PP501/PP502 | DWVinstallationallowance; no duplicatedfixturetraps | EST | HOLD - engineering/selection/review | 24 | 0 | 54 | 90
B0500 | Plumbing | DWV installation | DWGLUE | PVC cement quart | 4 | EA | 0% | 1 | 4 | 16 | 64 | 0.1 | 0.4 | 68 | 27.2 | 0 | 91.2 | 25% | 68.4 | 114 | Provisional | PP101/PP401/PP501/PP502 | DWVinstallationallowance; no duplicatedfixturetraps | EST | HOLD - engineering/selection/review | 4 | 0 | 48 | 80
B0501 | Plumbing | DWV installation | DWPRIM | PVC primer quart | 4 | EA | 0% | 1 | 4 | 12 | 48 | 0.1 | 0.4 | 68 | 27.2 | 0 | 75.2 | 25% | 56.4 | 94 | Provisional | PP101/PP401/PP501/PP502 | DWVinstallationallowance; no duplicatedfixturetraps | EST | HOLD - engineering/selection/review | 4 | 0 | 36 | 60
B0502 | Plumbing | DWV installation | DWHANG | DWV clevis hangers assorted | 52 | EA | 0% | 1 | 52 | 4 | 208 | 0.1 | 5.2 | 68 | 353.6 | 0 | 561.6 | 25% | 421.2 | 702 | Provisional | PP101/PP401/PP501/PP502 | DWVinstallationallowance; no duplicatedfixturetraps | EST | HOLD - engineering/selection/review | 52 | 0 | 156 | 260
B0503 | Plumbing | DWV installation | DWROD | 3/8 threaded rod | 100 | LF | 0% | 1 | 100 | 1.1 | 110 | 0.02 | 2 | 68 | 136 | 0 | 246 | 25% | 184.5 | 307.5 | Provisional | PP101/PP401/PP501/PP502 | DWVinstallationallowance; no duplicatedfixturetraps | EST | HOLD - engineering/selection/review | 100 | 0 | 82.5 | 137.5
B0504 | Plumbing | DWV installation | DWNUT | 3/8nut/washer | 208 | EA | 0% | 1 | 208 | 0.12 | 24.96 | 0.008 | 1.664 | 68 | 113.15 | 0 | 138.11 | 25% | 103.58 | 172.64 | Provisional | PP101/PP401/PP501/PP502 | DWVinstallationallowance; no duplicatedfixturetraps | EST | HOLD - engineering/selection/review | 208 | 0 | 18.72 | 31.2
B0505 | Plumbing | DWV installation | DWANCH | Hanger structural anchor | 52 | EA | 0% | 1 | 52 | 1.2 | 62.4 | 0.06 | 3.12 | 68 | 212.16 | 0 | 274.56 | 25% | 205.92 | 343.2 | Provisional | PP101/PP401/PP501/PP502 | DWVinstallationallowance; no duplicatedfixturetraps | EST | HOLD - engineering/selection/review | 52 | 0 | 46.8 | 78
B0506 | Plumbing | DWV installation | VBOOT | TPO-compatible2-1/2 vent boot | 4 | EA | 0% | 1 | 4 | 45 | 180 | 0.5 | 2 | 68 | 136 | 0 | 316 | 25% | 237 | 395 | Provisional | PP101/PP401/PP501/PP502 | DWVinstallationallowance; no duplicatedfixturetraps | EST | HOLD - engineering/selection/review | 4 | 0 | 135 | 225
B0507 | Plumbing | DWV installation | VSTRAP | Vent wind restraint | 8 | EA | 0% | 1 | 8 | 12 | 96 | 0.12 | 0.96 | 68 | 65.28 | 0 | 161.28 | 25% | 120.96 | 201.6 | Provisional | PP101/PP401/PP501/PP502 | DWVinstallationallowance; no duplicatedfixturetraps | EST | HOLD - engineering/selection/review | 8 | 0 | 72 | 120
B0508 | Plumbing | DWV installation | DWBED | Under-slab/service pipe bedding | 8 | CY | 0% | 1 | 8 | 45 | 360 | 0.5 | 4 | 68 | 272 | 0 | 632 | 25% | 474 | 790 | Provisional | PP101/PP401/PP501/PP502 | DWVinstallationallowance; no duplicatedfixturetraps | EST | HOLD - engineering/selection/review | 8 | 0 | 270 | 450
B0509 | Plumbing | DWV installation | DWEXC | Sanitary trench / backfill | 270 | LF | 0% | 1 | 270 | 0 | 0 | 0.18 | 48.6 | 68 | 3304.8 | 800 | 4104.8 | 25% | 3078.6 | 5131 | Provisional | PP101/PP401/PP501/PP502 | DWVinstallationallowance; no duplicatedfixturetraps | EST | HOLD - engineering/selection/review | 270 | 0 | 0 | 0
B0510 | Plumbing | DWV installation | DWSLEEVE | 4 inchsanitary exterior wall seal | 1 | EA | 0% | 1 | 1 | 95 | 95 | 0.6 | 0.6 | 68 | 40.8 | 0 | 135.8 | 25% | 101.85 | 169.75 | Provisional | PP101/PP401/PP501/PP502 | DWVinstallationallowance; no duplicatedfixturetraps | EST | HOLD - engineering/selection/review | 1 | 0 | 71.25 | 118.75
B0511 | Plumbing | DWV installation | SANCON | City sanitary tie-in fittings | 1 | kit | 0% | 1 | 1 | 300 | 300 | 3 | 3 | 68 | 204 | 0 | 504 | 25% | 378 | 630 | Provisional | PP101/PP401/PP501/PP502 | DWVinstallationallowance; no duplicatedfixturetraps | EST | HOLD - engineering/selection/review | 1 | 0 | 225 | 375
B0512 | Mechanical | SA01 Suite2 | GRILLE-S-1-8x6 | Aluminum S-1 air terminal 8x6, 135 CFM | 1 | EA | 0% | 1 | 1 | 55 | 55 | 0.3 | 0.3 | 68 | 20.4 | 0 | 75.4 | 25% | 56.55 | 94.25 | Observed MH101 tag | MH101/MH601 | SA01 one air terminal ; finalneck/device selectionpending | EST | HOLD - engineering/selection/review | 1 | 0 | 41.25 | 68.75
B0513 | Mechanical | SA01 Suite2 | BOOT-8x6 | Sheet metal terminal boot 8x6 | 1 | EA | 0% | 1 | 1 | 38 | 38 | 0.3 | 0.3 | 68 | 20.4 | 0 | 58.4 | 25% | 43.8 | 73 | Derived connection kit | MH101/MH601 | SA01 one boot/connection plenum | EST | HOLD - engineering/selection/review | 1 | 0 | 28.5 | 47.5
B0514 | Mechanical | SA01 Suite2 | DAMP-8x6 | Balancing damper / takeoff 8x6 | 1 | EA | 0% | 1 | 1 | 24 | 24 | 0.2 | 0.2 | 68 | 13.6 | 0 | 37.6 | 25% | 28.2 | 47 | Derived connection kit | MH101/MH601 | SA01 one manualdamper | EST | HOLD - engineering/selection/review | 1 | 0 | 18 | 30
B0515 | Mechanical | SA02 Study | GRILLE-S-1-8x6 | Aluminum S-1 air terminal 8x6, 120 CFM | 1 | EA | 0% | 1 | 1 | 55 | 55 | 0.3 | 0.3 | 68 | 20.4 | 0 | 75.4 | 25% | 56.55 | 94.25 | Observed MH101 tag | MH101/MH601 | SA02 one air terminal ; finalneck/device selectionpending | EST | HOLD - engineering/selection/review | 1 | 0 | 41.25 | 68.75
B0516 | Mechanical | SA02 Study | BOOT-8x6 | Sheet metal terminal boot 8x6 | 1 | EA | 0% | 1 | 1 | 38 | 38 | 0.3 | 0.3 | 68 | 20.4 | 0 | 58.4 | 25% | 43.8 | 73 | Derived connection kit | MH101/MH601 | SA02 one boot/connection plenum | EST | HOLD - engineering/selection/review | 1 | 0 | 28.5 | 47.5
B0517 | Mechanical | SA02 Study | DAMP-8x6 | Balancing damper / takeoff 8x6 | 1 | EA | 0% | 1 | 1 | 24 | 24 | 0.2 | 0.2 | 68 | 13.6 | 0 | 37.6 | 25% | 28.2 | 47 | Derived connection kit | MH101/MH601 | SA02 one manualdamper | EST | HOLD - engineering/selection/review | 1 | 0 | 18 | 30
B0518 | Mechanical | SA03 Suite2 bath | GRILLE-S-2-6round | Aluminum S-2 air terminal 6round, 35 CFM | 1 | EA | 0% | 1 | 1 | 55 | 55 | 0.3 | 0.3 | 68 | 20.4 | 0 | 75.4 | 25% | 56.55 | 94.25 | Observed MH101 tag | MH101/MH601 | SA03 one air terminal ; finalneck/device selectionpending | EST | HOLD - engineering/selection/review | 1 | 0 | 41.25 | 68.75
B0519 | Mechanical | SA03 Suite2 bath | BOOT-6round | Sheet metal terminal boot 6round | 1 | EA | 0% | 1 | 1 | 38 | 38 | 0.3 | 0.3 | 68 | 20.4 | 0 | 58.4 | 25% | 43.8 | 73 | Derived connection kit | MH101/MH601 | SA03 one boot/connection plenum | EST | HOLD - engineering/selection/review | 1 | 0 | 28.5 | 47.5
B0520 | Mechanical | SA03 Suite2 bath | DAMP-6round | Balancing damper / takeoff 6round | 1 | EA | 0% | 1 | 1 | 24 | 24 | 0.2 | 0.2 | 68 | 13.6 | 0 | 37.6 | 25% | 28.2 | 47 | Derived connection kit | MH101/MH601 | SA03 one manualdamper | EST | HOLD - engineering/selection/review | 1 | 0 | 18 | 30
B0521 | Mechanical | SA04 Suite3 | GRILLE-S-2-8x6 | Aluminum S-2 air terminal 8x6, 85 CFM | 1 | EA | 0% | 1 | 1 | 55 | 55 | 0.3 | 0.3 | 68 | 20.4 | 0 | 75.4 | 25% | 56.55 | 94.25 | Observed MH101 tag | MH101/MH601 | SA04 one air terminal ; finalneck/device selectionpending | EST | HOLD - engineering/selection/review | 1 | 0 | 41.25 | 68.75
B0522 | Mechanical | SA04 Suite3 | BOOT-8x6 | Sheet metal terminal boot 8x6 | 1 | EA | 0% | 1 | 1 | 38 | 38 | 0.3 | 0.3 | 68 | 20.4 | 0 | 58.4 | 25% | 43.8 | 73 | Derived connection kit | MH101/MH601 | SA04 one boot/connection plenum | EST | HOLD - engineering/selection/review | 1 | 0 | 28.5 | 47.5
B0523 | Mechanical | SA04 Suite3 | DAMP-8x6 | Balancing damper / takeoff 8x6 | 1 | EA | 0% | 1 | 1 | 24 | 24 | 0.2 | 0.2 | 68 | 13.6 | 0 | 37.6 | 25% | 28.2 | 47 | Derived connection kit | MH101/MH601 | SA04 one manualdamper | EST | HOLD - engineering/selection/review | 1 | 0 | 18 | 30
B0524 | Mechanical | SA05 Suite3 bath | GRILLE-S-2-6round | Aluminum S-2 air terminal 6round, 40 CFM | 1 | EA | 0% | 1 | 1 | 55 | 55 | 0.3 | 0.3 | 68 | 20.4 | 0 | 75.4 | 25% | 56.55 | 94.25 | Observed MH101 tag | MH101/MH601 | SA05 one air terminal ; finalneck/device selectionpending | EST | HOLD - engineering/selection/review | 1 | 0 | 41.25 | 68.75
B0525 | Mechanical | SA05 Suite3 bath | BOOT-6round | Sheet metal terminal boot 6round | 1 | EA | 0% | 1 | 1 | 38 | 38 | 0.3 | 0.3 | 68 | 20.4 | 0 | 58.4 | 25% | 43.8 | 73 | Derived connection kit | MH101/MH601 | SA05 one boot/connection plenum | EST | HOLD - engineering/selection/review | 1 | 0 | 28.5 | 47.5
B0526 | Mechanical | SA05 Suite3 bath | DAMP-6round | Balancing damper / takeoff 6round | 1 | EA | 0% | 1 | 1 | 24 | 24 | 0.2 | 0.2 | 68 | 13.6 | 0 | 37.6 | 25% | 28.2 | 47 | Derived connection kit | MH101/MH601 | SA05 one manualdamper | EST | HOLD - engineering/selection/review | 1 | 0 | 18 | 30
B0527 | Mechanical | SA06 Suite4 | GRILLE-S-1-8x8 | Aluminum S-1 air terminal 8x8, 140 CFM | 1 | EA | 0% | 1 | 1 | 55 | 55 | 0.3 | 0.3 | 68 | 20.4 | 0 | 75.4 | 25% | 56.55 | 94.25 | Observed MH101 tag | MH101/MH601 | SA06 one air terminal ; finalneck/device selectionpending | EST | HOLD - engineering/selection/review | 1 | 0 | 41.25 | 68.75
B0528 | Mechanical | SA06 Suite4 | BOOT-8x8 | Sheet metal terminal boot 8x8 | 1 | EA | 0% | 1 | 1 | 38 | 38 | 0.3 | 0.3 | 68 | 20.4 | 0 | 58.4 | 25% | 43.8 | 73 | Derived connection kit | MH101/MH601 | SA06 one boot/connection plenum | EST | HOLD - engineering/selection/review | 1 | 0 | 28.5 | 47.5
B0529 | Mechanical | SA06 Suite4 | DAMP-8x8 | Balancing damper / takeoff 8x8 | 1 | EA | 0% | 1 | 1 | 24 | 24 | 0.2 | 0.2 | 68 | 13.6 | 0 | 37.6 | 25% | 28.2 | 47 | Derived connection kit | MH101/MH601 | SA06 one manualdamper | EST | HOLD - engineering/selection/review | 1 | 0 | 18 | 30
B0530 | Mechanical | SA07 Suite4 bath | GRILLE-S-1-6x6 | Aluminum S-1 air terminal 6x6, 45 CFM | 1 | EA | 0% | 1 | 1 | 55 | 55 | 0.3 | 0.3 | 68 | 20.4 | 0 | 75.4 | 25% | 56.55 | 94.25 | Observed MH101 tag | MH101/MH601 | SA07 one air terminal ; finalneck/device selectionpending | EST | HOLD - engineering/selection/review | 1 | 0 | 41.25 | 68.75
B0531 | Mechanical | SA07 Suite4 bath | BOOT-6x6 | Sheet metal terminal boot 6x6 | 1 | EA | 0% | 1 | 1 | 38 | 38 | 0.3 | 0.3 | 68 | 20.4 | 0 | 58.4 | 25% | 43.8 | 73 | Derived connection kit | MH101/MH601 | SA07 one boot/connection plenum | EST | HOLD - engineering/selection/review | 1 | 0 | 28.5 | 47.5
B0532 | Mechanical | SA07 Suite4 bath | DAMP-6x6 | Balancing damper / takeoff 6x6 | 1 | EA | 0% | 1 | 1 | 24 | 24 | 0.2 | 0.2 | 68 | 13.6 | 0 | 37.6 | 25% | 28.2 | 47 | Derived connection kit | MH101/MH601 | SA07 one manualdamper | EST | HOLD - engineering/selection/review | 1 | 0 | 18 | 30
B0533 | Mechanical | SA08 Great room north | GRILLE-S-1-8x6 | Aluminum S-1 air terminal 8x6, 135 CFM | 1 | EA | 0% | 1 | 1 | 55 | 55 | 0.3 | 0.3 | 68 | 20.4 | 0 | 75.4 | 25% | 56.55 | 94.25 | Observed MH101 tag | MH101/MH601 | SA08 one air terminal ; finalneck/device selectionpending | EST | HOLD - engineering/selection/review | 1 | 0 | 41.25 | 68.75
B0534 | Mechanical | SA08 Great room north | BOOT-8x6 | Sheet metal terminal boot 8x6 | 1 | EA | 0% | 1 | 1 | 38 | 38 | 0.3 | 0.3 | 68 | 20.4 | 0 | 58.4 | 25% | 43.8 | 73 | Derived connection kit | MH101/MH601 | SA08 one boot/connection plenum | EST | HOLD - engineering/selection/review | 1 | 0 | 28.5 | 47.5
B0535 | Mechanical | SA08 Great room north | DAMP-8x6 | Balancing damper / takeoff 8x6 | 1 | EA | 0% | 1 | 1 | 24 | 24 | 0.2 | 0.2 | 68 | 13.6 | 0 | 37.6 | 25% | 28.2 | 47 | Derived connection kit | MH101/MH601 | SA08 one manualdamper | EST | HOLD - engineering/selection/review | 1 | 0 | 18 | 30
B0536 | Mechanical | SA09 Great room middle | GRILLE-S-1-8x6 | Aluminum S-1 air terminal 8x6, 135 CFM | 1 | EA | 0% | 1 | 1 | 55 | 55 | 0.3 | 0.3 | 68 | 20.4 | 0 | 75.4 | 25% | 56.55 | 94.25 | Observed MH101 tag | MH101/MH601 | SA09 one air terminal ; finalneck/device selectionpending | EST | HOLD - engineering/selection/review | 1 | 0 | 41.25 | 68.75
B0537 | Mechanical | SA09 Great room middle | BOOT-8x6 | Sheet metal terminal boot 8x6 | 1 | EA | 0% | 1 | 1 | 38 | 38 | 0.3 | 0.3 | 68 | 20.4 | 0 | 58.4 | 25% | 43.8 | 73 | Derived connection kit | MH101/MH601 | SA09 one boot/connection plenum | EST | HOLD - engineering/selection/review | 1 | 0 | 28.5 | 47.5
B0538 | Mechanical | SA09 Great room middle | DAMP-8x6 | Balancing damper / takeoff 8x6 | 1 | EA | 0% | 1 | 1 | 24 | 24 | 0.2 | 0.2 | 68 | 13.6 | 0 | 37.6 | 25% | 28.2 | 47 | Derived connection kit | MH101/MH601 | SA09 one manualdamper | EST | HOLD - engineering/selection/review | 1 | 0 | 18 | 30
B0539 | Mechanical | SA10 Great room south | GRILLE-S-1-8x6 | Aluminum S-1 air terminal 8x6, 135 CFM | 1 | EA | 0% | 1 | 1 | 55 | 55 | 0.3 | 0.3 | 68 | 20.4 | 0 | 75.4 | 25% | 56.55 | 94.25 | Observed MH101 tag | MH101/MH601 | SA10 one air terminal ; finalneck/device selectionpending | EST | HOLD - engineering/selection/review | 1 | 0 | 41.25 | 68.75
B0540 | Mechanical | SA10 Great room south | BOOT-8x6 | Sheet metal terminal boot 8x6 | 1 | EA | 0% | 1 | 1 | 38 | 38 | 0.3 | 0.3 | 68 | 20.4 | 0 | 58.4 | 25% | 43.8 | 73 | Derived connection kit | MH101/MH601 | SA10 one boot/connection plenum | EST | HOLD - engineering/selection/review | 1 | 0 | 28.5 | 47.5
B0541 | Mechanical | SA10 Great room south | DAMP-8x6 | Balancing damper / takeoff 8x6 | 1 | EA | 0% | 1 | 1 | 24 | 24 | 0.2 | 0.2 | 68 | 13.6 | 0 | 37.6 | 25% | 28.2 | 47 | Derived connection kit | MH101/MH601 | SA10 one manualdamper | EST | HOLD - engineering/selection/review | 1 | 0 | 18 | 30
B0542 | Mechanical | SA11 Enclosed porch | GRILLE-S-1-8x6 | Aluminum S-1 air terminal 8x6, 135 CFM | 1 | EA | 0% | 1 | 1 | 55 | 55 | 0.3 | 0.3 | 68 | 20.4 | 0 | 75.4 | 25% | 56.55 | 94.25 | Observed MH101 tag | MH101/MH601 | SA11 one air terminal ; finalneck/device selectionpending | EST | HOLD - engineering/selection/review | 1 | 0 | 41.25 | 68.75
B0543 | Mechanical | SA11 Enclosed porch | BOOT-8x6 | Sheet metal terminal boot 8x6 | 1 | EA | 0% | 1 | 1 | 38 | 38 | 0.3 | 0.3 | 68 | 20.4 | 0 | 58.4 | 25% | 43.8 | 73 | Derived connection kit | MH101/MH601 | SA11 one boot/connection plenum | EST | HOLD - engineering/selection/review | 1 | 0 | 28.5 | 47.5
B0544 | Mechanical | SA11 Enclosed porch | DAMP-8x6 | Balancing damper / takeoff 8x6 | 1 | EA | 0% | 1 | 1 | 24 | 24 | 0.2 | 0.2 | 68 | 13.6 | 0 | 37.6 | 25% | 28.2 | 47 | Derived connection kit | MH101/MH601 | SA11 one manualdamper | EST | HOLD - engineering/selection/review | 1 | 0 | 18 | 30
B0545 | Mechanical | SA12 Master | GRILLE-S-1-8x8 | Aluminum S-1 air terminal 8x8, 185 CFM | 1 | EA | 0% | 1 | 1 | 55 | 55 | 0.3 | 0.3 | 68 | 20.4 | 0 | 75.4 | 25% | 56.55 | 94.25 | Observed MH101 tag | MH101/MH601 | SA12 one air terminal ; finalneck/device selectionpending | EST | HOLD - engineering/selection/review | 1 | 0 | 41.25 | 68.75
B0546 | Mechanical | SA12 Master | BOOT-8x8 | Sheet metal terminal boot 8x8 | 1 | EA | 0% | 1 | 1 | 38 | 38 | 0.3 | 0.3 | 68 | 20.4 | 0 | 58.4 | 25% | 43.8 | 73 | Derived connection kit | MH101/MH601 | SA12 one boot/connection plenum | EST | HOLD - engineering/selection/review | 1 | 0 | 28.5 | 47.5
B0547 | Mechanical | SA12 Master | DAMP-8x8 | Balancing damper / takeoff 8x8 | 1 | EA | 0% | 1 | 1 | 24 | 24 | 0.2 | 0.2 | 68 | 13.6 | 0 | 37.6 | 25% | 28.2 | 47 | Derived connection kit | MH101/MH601 | SA12 one manualdamper | EST | HOLD - engineering/selection/review | 1 | 0 | 18 | 30
B0548 | Mechanical | SA13 Master bath | GRILLE-S-2-8x6 | Aluminum S-2 air terminal 8x6, 85 CFM | 1 | EA | 0% | 1 | 1 | 55 | 55 | 0.3 | 0.3 | 68 | 20.4 | 0 | 75.4 | 25% | 56.55 | 94.25 | Observed MH101 tag | MH101/MH601 | SA13 one air terminal ; finalneck/device selectionpending | EST | HOLD - engineering/selection/review | 1 | 0 | 41.25 | 68.75
B0549 | Mechanical | SA13 Master bath | BOOT-8x6 | Sheet metal terminal boot 8x6 | 1 | EA | 0% | 1 | 1 | 38 | 38 | 0.3 | 0.3 | 68 | 20.4 | 0 | 58.4 | 25% | 43.8 | 73 | Derived connection kit | MH101/MH601 | SA13 one boot/connection plenum | EST | HOLD - engineering/selection/review | 1 | 0 | 28.5 | 47.5
B0550 | Mechanical | SA13 Master bath | DAMP-8x6 | Balancing damper / takeoff 8x6 | 1 | EA | 0% | 1 | 1 | 24 | 24 | 0.2 | 0.2 | 68 | 13.6 | 0 | 37.6 | 25% | 28.2 | 47 | Derived connection kit | MH101/MH601 | SA13 one manualdamper | EST | HOLD - engineering/selection/review | 1 | 0 | 18 | 30
B0551 | Mechanical | SA14 Mastercloset | GRILLE-S-2-6round | Aluminum S-2 air terminal 6round, 40 CFM | 1 | EA | 0% | 1 | 1 | 55 | 55 | 0.3 | 0.3 | 68 | 20.4 | 0 | 75.4 | 25% | 56.55 | 94.25 | Observed MH101 tag | MH101/MH601 | SA14 one air terminal ; finalneck/device selectionpending | EST | HOLD - engineering/selection/review | 1 | 0 | 41.25 | 68.75
B0552 | Mechanical | SA14 Mastercloset | BOOT-6round | Sheet metal terminal boot 6round | 1 | EA | 0% | 1 | 1 | 38 | 38 | 0.3 | 0.3 | 68 | 20.4 | 0 | 58.4 | 25% | 43.8 | 73 | Derived connection kit | MH101/MH601 | SA14 one boot/connection plenum | EST | HOLD - engineering/selection/review | 1 | 0 | 28.5 | 47.5
B0553 | Mechanical | SA14 Mastercloset | DAMP-6round | Balancing damper / takeoff 6round | 1 | EA | 0% | 1 | 1 | 24 | 24 | 0.2 | 0.2 | 68 | 13.6 | 0 | 37.6 | 25% | 28.2 | 47 | Derived connection kit | MH101/MH601 | SA14 one manualdamper | EST | HOLD - engineering/selection/review | 1 | 0 | 18 | 30
B0554 | Mechanical | SA15 Laundry | GRILLE-S-2-8x6 | Aluminum S-2 air terminal 8x6, 80 CFM | 1 | EA | 0% | 1 | 1 | 55 | 55 | 0.3 | 0.3 | 68 | 20.4 | 0 | 75.4 | 25% | 56.55 | 94.25 | Observed MH101 tag | MH101/MH601 | SA15 one air terminal ; finalneck/device selectionpending | EST | HOLD - engineering/selection/review | 1 | 0 | 41.25 | 68.75
B0555 | Mechanical | SA15 Laundry | BOOT-8x6 | Sheet metal terminal boot 8x6 | 1 | EA | 0% | 1 | 1 | 38 | 38 | 0.3 | 0.3 | 68 | 20.4 | 0 | 58.4 | 25% | 43.8 | 73 | Derived connection kit | MH101/MH601 | SA15 one boot/connection plenum | EST | HOLD - engineering/selection/review | 1 | 0 | 28.5 | 47.5
B0556 | Mechanical | SA15 Laundry | DAMP-8x6 | Balancing damper / takeoff 8x6 | 1 | EA | 0% | 1 | 1 | 24 | 24 | 0.2 | 0.2 | 68 | 13.6 | 0 | 37.6 | 25% | 28.2 | 47 | Derived connection kit | MH101/MH601 | SA15 one manualdamper | EST | HOLD - engineering/selection/review | 1 | 0 | 18 | 30
B0557 | Mechanical | RA01 Suite2 | GRILLE-R-1-8x8 | Aluminum R-1 air terminal 8x8, 170 CFM | 1 | EA | 0% | 1 | 1 | 65 | 65 | 0.3 | 0.3 | 68 | 20.4 | 0 | 85.4 | 25% | 64.05 | 106.75 | Observed MH101 tag | MH101/MH601 | RA01 one air terminal ; finalneck/device selectionpending | EST | HOLD - engineering/selection/review | 1 | 0 | 48.75 | 81.25
B0558 | Mechanical | RA01 Suite2 | BOOT-8x8 | Sheet metal terminal boot 8x8 | 1 | EA | 0% | 1 | 1 | 38 | 38 | 0.3 | 0.3 | 68 | 20.4 | 0 | 58.4 | 25% | 43.8 | 73 | Derived connection kit | MH101/MH601 | RA01 one boot/connection plenum | EST | HOLD - engineering/selection/review | 1 | 0 | 28.5 | 47.5
B0559 | Mechanical | RA02 Study | GRILLE-R-1-8x6 | Aluminum R-1 air terminal 8x6, 120 CFM | 1 | EA | 0% | 1 | 1 | 65 | 65 | 0.3 | 0.3 | 68 | 20.4 | 0 | 85.4 | 25% | 64.05 | 106.75 | Observed MH101 tag | MH101/MH601 | RA02 one air terminal ; finalneck/device selectionpending | EST | HOLD - engineering/selection/review | 1 | 0 | 48.75 | 81.25
B0560 | Mechanical | RA02 Study | BOOT-8x6 | Sheet metal terminal boot 8x6 | 1 | EA | 0% | 1 | 1 | 38 | 38 | 0.3 | 0.3 | 68 | 20.4 | 0 | 58.4 | 25% | 43.8 | 73 | Derived connection kit | MH101/MH601 | RA02 one boot/connection plenum | EST | HOLD - engineering/selection/review | 1 | 0 | 28.5 | 47.5
B0561 | Mechanical | RA03 Westcloset/suite3 | GRILLE-R-1-8x8 | Aluminum R-1 air terminal 8x8, 125 CFM | 1 | EA | 0% | 1 | 1 | 65 | 65 | 0.3 | 0.3 | 68 | 20.4 | 0 | 85.4 | 25% | 64.05 | 106.75 | Observed MH101 tag | MH101/MH601 | RA03 one air terminal ; finalneck/device selectionpending | EST | HOLD - engineering/selection/review | 1 | 0 | 48.75 | 81.25
B0562 | Mechanical | RA03 Westcloset/suite3 | BOOT-8x8 | Sheet metal terminal boot 8x8 | 1 | EA | 0% | 1 | 1 | 38 | 38 | 0.3 | 0.3 | 68 | 20.4 | 0 | 58.4 | 25% | 43.8 | 73 | Derived connection kit | MH101/MH601 | RA03 one boot/connection plenum | EST | HOLD - engineering/selection/review | 1 | 0 | 28.5 | 47.5
B0563 | Mechanical | RA04 Great room north | GRILLE-R-1-10x8 | Aluminum R-1 air terminal 10x8, 205 CFM | 1 | EA | 0% | 1 | 1 | 65 | 65 | 0.3 | 0.3 | 68 | 20.4 | 0 | 85.4 | 25% | 64.05 | 106.75 | Observed MH101 tag | MH101/MH601 | RA04 one air terminal ; finalneck/device selectionpending | EST | HOLD - engineering/selection/review | 1 | 0 | 48.75 | 81.25
B0564 | Mechanical | RA04 Great room north | BOOT-10x8 | Sheet metal terminal boot 10x8 | 1 | EA | 0% | 1 | 1 | 38 | 38 | 0.3 | 0.3 | 68 | 20.4 | 0 | 58.4 | 25% | 43.8 | 73 | Derived connection kit | MH101/MH601 | RA04 one boot/connection plenum | EST | HOLD - engineering/selection/review | 1 | 0 | 28.5 | 47.5
B0565 | Mechanical | RA05 Great room south | GRILLE-R-1-10x8 | Aluminum R-1 air terminal 10x8, 205 CFM | 1 | EA | 0% | 1 | 1 | 65 | 65 | 0.3 | 0.3 | 68 | 20.4 | 0 | 85.4 | 25% | 64.05 | 106.75 | Observed MH101 tag | MH101/MH601 | RA05 one air terminal ; finalneck/device selectionpending | EST | HOLD - engineering/selection/review | 1 | 0 | 48.75 | 81.25
B0566 | Mechanical | RA05 Great room south | BOOT-10x8 | Sheet metal terminal boot 10x8 | 1 | EA | 0% | 1 | 1 | 38 | 38 | 0.3 | 0.3 | 68 | 20.4 | 0 | 58.4 | 25% | 43.8 | 73 | Derived connection kit | MH101/MH601 | RA05 one boot/connection plenum | EST | HOLD - engineering/selection/review | 1 | 0 | 28.5 | 47.5
B0567 | Mechanical | RA06 Suite4 | GRILLE-R-1-8x8 | Aluminum R-1 air terminal 8x8, 185 CFM | 1 | EA | 0% | 1 | 1 | 65 | 65 | 0.3 | 0.3 | 68 | 20.4 | 0 | 85.4 | 25% | 64.05 | 106.75 | Observed MH101 tag | MH101/MH601 | RA06 one air terminal ; finalneck/device selectionpending | EST | HOLD - engineering/selection/review | 1 | 0 | 48.75 | 81.25
B0568 | Mechanical | RA06 Suite4 | BOOT-8x8 | Sheet metal terminal boot 8x8 | 1 | EA | 0% | 1 | 1 | 38 | 38 | 0.3 | 0.3 | 68 | 20.4 | 0 | 58.4 | 25% | 43.8 | 73 | Derived connection kit | MH101/MH601 | RA06 one boot/connection plenum | EST | HOLD - engineering/selection/review | 1 | 0 | 28.5 | 47.5
B0569 | Mechanical | RA07 Porch | GRILLE-R-1-8x8 | Aluminum R-1 air terminal 8x8, 135 CFM | 1 | EA | 0% | 1 | 1 | 65 | 65 | 0.3 | 0.3 | 68 | 20.4 | 0 | 85.4 | 25% | 64.05 | 106.75 | Observed MH101 tag | MH101/MH601 | RA07 one air terminal ; finalneck/device selectionpending | EST | HOLD - engineering/selection/review | 1 | 0 | 48.75 | 81.25
B0570 | Mechanical | RA07 Porch | BOOT-8x8 | Sheet metal terminal boot 8x8 | 1 | EA | 0% | 1 | 1 | 38 | 38 | 0.3 | 0.3 | 68 | 20.4 | 0 | 58.4 | 25% | 43.8 | 73 | Derived connection kit | MH101/MH601 | RA07 one boot/connection plenum | EST | HOLD - engineering/selection/review | 1 | 0 | 28.5 | 47.5
B0571 | Mechanical | RA08 Master | GRILLE-R-1-8x8 | Aluminum R-1 air terminal 8x8, 185 CFM | 1 | EA | 0% | 1 | 1 | 65 | 65 | 0.3 | 0.3 | 68 | 20.4 | 0 | 85.4 | 25% | 64.05 | 106.75 | Observed MH101 tag | MH101/MH601 | RA08 one air terminal ; finalneck/device selectionpending | EST | HOLD - engineering/selection/review | 1 | 0 | 48.75 | 81.25
B0572 | Mechanical | RA08 Master | BOOT-8x8 | Sheet metal terminal boot 8x8 | 1 | EA | 0% | 1 | 1 | 38 | 38 | 0.3 | 0.3 | 68 | 20.4 | 0 | 58.4 | 25% | 43.8 | 73 | Derived connection kit | MH101/MH601 | RA08 one boot/connection plenum | EST | HOLD - engineering/selection/review | 1 | 0 | 28.5 | 47.5
B0573 | Mechanical | RA09 Laundry | GRILLE-R-1-8x6 | Aluminum R-1 air terminal 8x6, 80 CFM | 1 | EA | 0% | 1 | 1 | 65 | 65 | 0.3 | 0.3 | 68 | 20.4 | 0 | 85.4 | 25% | 64.05 | 106.75 | Observed MH101 tag | MH101/MH601 | RA09 one air terminal ; finalneck/device selectionpending | EST | HOLD - engineering/selection/review | 1 | 0 | 48.75 | 81.25
B0574 | Mechanical | RA09 Laundry | BOOT-8x6 | Sheet metal terminal boot 8x6 | 1 | EA | 0% | 1 | 1 | 38 | 38 | 0.3 | 0.3 | 68 | 20.4 | 0 | 58.4 | 25% | 43.8 | 73 | Derived connection kit | MH101/MH601 | RA09 one boot/connection plenum | EST | HOLD - engineering/selection/review | 1 | 0 | 28.5 | 47.5
B0575 | Mechanical | Ductwork | DUCT-10x10 | Galvanized rectangular duct 10x10 inch, shop straight sections | 90 | LF | 5% | 4 | 96 | 10.83 | 1039.68 | 0.12 | 10.8 | 68 | 734.4 | 0 | 1774.08 | 25% | 1330.56 | 2217.6 | Measured / provisional | MH101/MH401; ductregister | Sum DS07,DS10,DR05,DT-RA04,DT-RA05 | EST | HOLD - engineering/selection/review | 24 | 6 | 779.76 | 1299.6
B0576 | Mechanical | Ductwork | DE90-10x10 | 10x10 rectangular 90 elbow with turning vanes | 2 | EA | 0% | 1 | 2 | 81.6667 | 163.33 | 0.65 | 1.3 | 68 | 88.4 | 0 | 251.73 | 25% | 188.8 | 314.66 | Derived provisional fittings | MH101/MH401 | Planroutechanges plus AHU verticaloffsets | EST | HOLD - engineering/selection/review | 2 | 0 | 122.4975 | 204.1625
B0577 | Mechanical | Ductwork | DUCT-10x16 | Galvanized rectangular duct 10x16 inch, shop straight sections | 9 | LF | 5% | 4 | 12 | 14.08 | 168.96 | 0.12 | 1.08 | 68 | 73.44 | 0 | 242.4 | 25% | 181.8 | 303 | Measured / provisional | MH101/MH401; ductregister | Sum DS01 | EST | HOLD - engineering/selection/review | 3 | 3 | 126.72 | 211.2
B0578 | Mechanical | Ductwork | DUCT-10x8 | Galvanized rectangular duct 10x8 inch, shop straight sections | 75 | LF | 5% | 4 | 80 | 9.75 | 780 | 0.12 | 9 | 68 | 612 | 0 | 1392 | 25% | 1044 | 1740 | Measured / provisional | MH101/MH401; ductregister | Sum DS04,DS11,DR03 | EST | HOLD - engineering/selection/review | 20 | 5 | 585 | 975
B0579 | Mechanical | Ductwork | DE90-10x8 | 10x8 rectangular 90 elbow with turning vanes | 1 | EA | 0% | 1 | 1 | 79 | 79 | 0.65 | 0.65 | 68 | 44.2 | 0 | 123.2 | 25% | 92.4 | 154 | Derived provisional fittings | MH101/MH401 | Planroutechanges plus AHU verticaloffsets | EST | HOLD - engineering/selection/review | 1 | 0 | 59.25 | 98.75
B0580 | Mechanical | Ductwork | DUCT-12x10 | Galvanized rectangular duct 12x10 inch, shop straight sections | 64 | LF | 5% | 4 | 68 | 11.92 | 810.56 | 0.12 | 7.68 | 68 | 522.24 | 0 | 1332.8 | 25% | 999.6 | 1666 | Measured / provisional | MH101/MH401; ductregister | Sum DS02,DS03,DS06,DS09,DS13 | EST | HOLD - engineering/selection/review | 17 | 4 | 607.92 | 1013.2
B0581 | Mechanical | Ductwork | DE90-12x10 | 12x10 rectangular 90 elbow with turning vanes | 2 | EA | 0% | 1 | 2 | 84.3333 | 168.67 | 0.65 | 1.3 | 68 | 88.4 | 0 | 257.07 | 25% | 192.8 | 321.34 | Derived provisional fittings | MH101/MH401 | Planroutechanges plus AHU verticaloffsets | EST | HOLD - engineering/selection/review | 2 | 0 | 126.5025 | 210.8375
B0582 | Mechanical | Ductwork | DUCT-14x10 | Galvanized rectangular duct 14x10 inch, shop straight sections | 35 | LF | 5% | 4 | 40 | 13 | 520 | 0.12 | 4.2 | 68 | 285.6 | 0 | 805.6 | 25% | 604.2 | 1007 | Measured / provisional | MH101/MH401; ductregister | Sum DR01 | EST | HOLD - engineering/selection/review | 10 | 5 | 390 | 650
B0583 | Mechanical | Ductwork | DE90-14x10 | 14x10 rectangular 90 elbow with turning vanes | 2 | EA | 0% | 1 | 2 | 87 | 174 | 0.65 | 1.3 | 68 | 88.4 | 0 | 262.4 | 25% | 196.8 | 328 | Derived provisional fittings | MH101/MH401 | Planroutechanges plus AHU verticaloffsets | EST | HOLD - engineering/selection/review | 2 | 0 | 130.5 | 217.5
B0584 | Mechanical | Ductwork | DUCT-16x10 | Galvanized rectangular duct 16x10 inch, shop straight sections | 10 | LF | 5% | 4 | 12 | 14.08 | 168.96 | 0.12 | 1.2 | 68 | 81.6 | 0 | 250.56 | 25% | 187.92 | 313.2 | Measured / provisional | MH101/MH401; ductregister | Sum DR08 | EST | HOLD - engineering/selection/review | 3 | 2 | 126.72 | 211.2
B0585 | Mechanical | Ductwork | DE90-16x10 | 16x10 rectangular 90 elbow with turning vanes | 2 | EA | 0% | 1 | 2 | 89.6667 | 179.33 | 0.65 | 1.3 | 68 | 88.4 | 0 | 267.73 | 25% | 200.8 | 334.66 | Derived provisional fittings | MH101/MH401 | Planroutechanges plus AHU verticaloffsets | EST | HOLD - engineering/selection/review | 2 | 0 | 134.4975 | 224.1625
B0586 | Mechanical | Ductwork | DUCT-6x6 | Galvanized rectangular duct 6x6 inch, shop straight sections | 4 | LF | 5% | 4 | 8 | 6.5 | 52 | 0.12 | 0.48 | 68 | 32.64 | 0 | 84.64 | 25% | 63.48 | 105.8 | Measured / provisional | MH101/MH401; ductregister | Sum DT-RA09 | EST | HOLD - engineering/selection/review | 2 | 4 | 39 | 65
B0587 | Mechanical | Ductwork | DUCT-8x6 | Galvanized rectangular duct 8x6 inch, shop straight sections | 31 | LF | 5% | 4 | 36 | 7.58 | 272.88 | 0.12 | 3.72 | 68 | 252.96 | 0 | 525.84 | 25% | 394.38 | 657.3 | Measured / provisional | MH101/MH401; ductregister | Sum DS08,DS12,DR07 | EST | HOLD - engineering/selection/review | 9 | 5 | 204.66 | 341.1
B0588 | Mechanical | Ductwork | DE90-8x6 | 8x6 rectangular 90 elbow with turning vanes | 2 | EA | 0% | 1 | 2 | 73.6667 | 147.33 | 0.65 | 1.3 | 68 | 88.4 | 0 | 235.73 | 25% | 176.8 | 294.66 | Derived provisional fittings | MH101/MH401 | Planroutechanges plus AHU verticaloffsets | EST | HOLD - engineering/selection/review | 2 | 0 | 110.4975 | 184.1625
B0589 | Mechanical | Ductwork | DUCT-8x8 | Galvanized rectangular duct 8x8 inch, shop straight sections | 62 | LF | 5% | 4 | 68 | 8.67 | 589.56 | 0.12 | 7.44 | 68 | 505.92 | 0 | 1095.48 | 25% | 821.61 | 1369.35 | Measured / provisional | MH101/MH401; ductregister | Sum DS05,DR02,DR04,DR06,DT-RA01,DT-RA02,DT-RA03,DT-RA06,DT-RA07,DT-RA08 | EST | HOLD - engineering/selection/review | 17 | 6 | 442.17 | 736.95
B0590 | Mechanical | Ductwork accessories | TRANS | Rectangular duct size transition, assorted | 14 | EA | 0% | 1 | 14 | 48 | 672 | 0.5 | 7 | 68 | 476 | 0 | 1148 | 25% | 861 | 1435 | Provisional | MH101/MH401/MH801/A110 | Trunksteps andequipment/plenumconnections | EST | HOLD - engineering/selection/review | 14 | 0 | 504 | 840
B0591 | Mechanical | Ductwork accessories | DBRANCH | Rectangular branch / shoe takeoff , assorted | 12 | EA | 0% | 1 | 12 | 35 | 420 | 0.4 | 4.8 | 68 | 326.4 | 0 | 746.4 | 25% | 559.8 | 933 | Provisional | MH101/MH401/MH801/A110 | Trunkbranchjunctions; terminal damper sseparate | EST | HOLD - engineering/selection/review | 12 | 0 | 315 | 525
B0592 | Mechanical | Ductwork accessories | ENDCAP | Duct end cap , assorted | 10 | EA | 0% | 1 | 10 | 15 | 150 | 0.2 | 2 | 68 | 136 | 0 | 286 | 25% | 214.5 | 357.5 | Provisional | MH101/MH401/MH801/A110 | Trunkends | EST | HOLD - engineering/selection/review | 10 | 0 | 112.5 | 187.5
B0593 | Mechanical | Ductwork accessories | PLENUM | AHU supply/return insulated plenum | 2 | EA | 0% | 1 | 2 | 190 | 380 | 1 | 2 | 68 | 136 | 0 | 516 | 25% | 387 | 645 | Provisional | MH101/MH401/MH801/A110 | 2equipmentplenums | EST | HOLD - engineering/selection/review | 2 | 0 | 285 | 475
B0594 | Mechanical | Ductwork accessories | FLEXCON | AHU flexible vibration connector | 2 | EA | 0% | 1 | 2 | 45 | 90 | 0.3 | 0.6 | 68 | 40.8 | 0 | 130.8 | 25% | 98.1 | 163.5 | Provisional | MH101/MH401/MH801/A110 | Supplyandreturn | EST | HOLD - engineering/selection/review | 2 | 0 | 67.5 | 112.5
B0595 | Mechanical | Ductwork accessories | DUCTINS | R8 duct wrap with vapor jacket | 1534.613 | SF | 10% | 300 | 1800 | 0.95 | 1710 | 0.018 | 27.623 | 68 | 1878.36 | 0 | 3588.36 | 25% | 2691.27 | 4485.45 | Provisional | MH101/MH401/MH801/A110 | Straight duct surface *1.25fittings;system R-valuefinalcoordination | EST | HOLD - engineering/selection/review | 6 | 265.387 | 1282.5 | 2137.5
B0596 | Mechanical | Ductwork accessories | DTAPE | UL181foil duct tape | 1200 | LF | 0% | 150 | 1200 | 0.11 | 132 | 0.005 | 6 | 68 | 408 | 0 | 540 | 25% | 405 | 675 | Provisional | MH101/MH401/MH801/A110 | Seamsandinsulationjoints | EST | HOLD - engineering/selection/review | 8 | 0 | 99 | 165
B0597 | Mechanical | Ductwork accessories | MASTIC | Duct sealing mastic | 10 | GAL | 0% | 1 | 10 | 28 | 280 | 0.2 | 2 | 68 | 136 | 0 | 416 | 25% | 312 | 520 | Provisional | MH101/MH401/MH801/A110 | Alljointsealingprovision | EST | HOLD - engineering/selection/review | 10 | 0 | 210 | 350
B0598 | Mechanical | Ductwork accessories | SCLEAT | S-drivecleats and joint flanges | 700 | LF | 10% | 10 | 770 | 0.8 | 616 | 0.008 | 5.6 | 68 | 380.8 | 0 | 996.8 | 25% | 747.6 | 1246 | Provisional | MH101/MH401/MH801/A110 | Shopsegmentjoints | EST | HOLD - engineering/selection/review | 77 | 70 | 462 | 770
B0599 | Mechanical | Ductwork accessories | DSCREW | Sheet metal duct screws | 2000 | EA | 0% | 1000 | 2000 | 0.045 | 90 | 0.002 | 4 | 68 | 272 | 0 | 362 | 25% | 271.5 | 452.5 | Provisional | MH101/MH401/MH801/A110 | Jointfasteners | EST | HOLD - engineering/selection/review | 2 | 0 | 67.5 | 112.5
B0600 | Mechanical | Ductwork accessories | DHANG | Galvanized duct hangers | 95 | EA | 0% | 1 | 95 | 4 | 380 | 0.12 | 11.4 | 68 | 775.2 | 0 | 1155.2 | 25% | 866.4 | 1444 | Provisional | MH101/MH401/MH801/A110 | 4 ft support spacing estimatingallowance | EST | HOLD - engineering/selection/review | 95 | 0 | 285 | 475
B0601 | Mechanical | Ductwork accessories | DHARD | Duct hanger anchor /rodkit | 95 | EA | 0% | 1 | 95 | 6 | 570 | 0.12 | 11.4 | 68 | 775.2 | 0 | 1345.2 | 25% | 1008.9 | 1681.5 | Provisional | MH101/MH401/MH801/A110 | Oneeachhanger | EST | HOLD - engineering/selection/review | 95 | 0 | 427.5 | 712.5
B0602 | Mechanical | Ductwork accessories | FILM | Duct temporary protection film | 1 | roll | 0% | 1 | 1 | 55 | 55 | 0.5 | 0.5 | 68 | 34 | 0 | 89 | 25% | 66.75 | 111.25 | Provisional | MH101/MH401/MH801/A110 | Constructiondustcontrol | EST | HOLD - engineering/selection/review | 1 | 0 | 41.25 | 68.75
B0603 | Mechanical | Equipment / refrigerant / condensate | HP1 | HP-1 4 ton R454B heat pump , scheduled Trane | 1 | EA | 0% | 1 | 1 | 5200 | 5200 | 3 | 3 | 68 | 204 | 0 | 5404 | 30% | 3782.8 | 7025.2 | Provisional | MH101/MH601/MH801/MP101/A105 | A5HL5048A1000A;allowance,notquote | P07 | HOLD - engineering/selection/review | 1 | 0 | 3640 | 6760
B0604 | Mechanical | Equipment / refrigerant / condensate | AHU1 | Matched 4-ton-class R454B air handler incl TXV/A2Lfactorysafety | 1 | EA | 0% | 1 | 1 | 2600 | 2600 | 4 | 4 | 68 | 272 | 0 | 2872 | 30% | 2010.4 | 3733.6 | Provisional | MH101/MH601/MH801/MP101/A105 | AHUscheduleempty;noapprovedmodel | P07 | HOLD - engineering/selection/review | 1 | 0 | 1820 | 3380
B0605 | Mechanical | Equipment / refrigerant / condensate | HEATKIT | Matched 5k W supplemental heater kit | 1 | EA | 0% | 1 | 1 | 220 | 220 | 1 | 1 | 68 | 68 | 0 | 288 | 30% | 201.6 | 374.4 | Provisional | MH101/MH601/MH801/MP101/A105 | A105legendallowance;coordinationhold | EST | HOLD - engineering/selection/review | 1 | 0 | 154 | 286
B0606 | Mechanical | Equipment / refrigerant / condensate | AHUSTAND | AHU stand /vibrationpads | 1 | EA | 0% | 1 | 1 | 180 | 180 | 0.7 | 0.7 | 68 | 47.6 | 0 | 227.6 | 30% | 159.32 | 295.88 | Provisional | MH101/MH601/MH801/MP101/A105 | Unitverticalclosetinstallation | EST | HOLD - engineering/selection/review | 1 | 0 | 126 | 234
B0607 | Mechanical | Equipment / refrigerant / condensate | HPPAD | Condenser concrete pad | 1 | EA | 0% | 1 | 1 | 190 | 190 | 0.6 | 0.6 | 68 | 40.8 | 0 | 230.8 | 30% | 161.56 | 300.04 | Provisional | MH101/MH601/MH801/MP101/A105 | MP101 equipment base ;notstructuraldesign | EST | HOLD - engineering/selection/review | 1 | 0 | 133 | 247
B0608 | Mechanical | Equipment / refrigerant / condensate | HPANCH | Engineered condenser wind anchor kit | 1 | kit | 0% | 1 | 1 | 120 | 120 | 0.8 | 0.8 | 68 | 54.4 | 0 | 174.4 | 30% | 122.08 | 226.72 | Provisional | MH101/MH601/MH801/MP101/A105 | Manufacturer/windapprovedanchorage | EST | HOLD - engineering/selection/review | 1 | 0 | 84 | 156
B0609 | Mechanical | Equipment / refrigerant / condensate | AHPAN | Secondary condensate pan | 1 | EA | 0% | 1 | 1 | 65 | 65 | 0.4 | 0.4 | 68 | 27.2 | 0 | 92.2 | 30% | 64.54 | 119.86 | Provisional | MH101/MH601/MH801/MP101/A105 | Unitprotectionallowance | EST | HOLD - engineering/selection/review | 1 | 0 | 45.5 | 84.5
B0610 | Mechanical | Equipment / refrigerant / condensate | FLOAT | Primary/secondary overflow float switch | 2 | EA | 0% | 1 | 2 | 30 | 60 | 0.25 | 0.5 | 68 | 34 | 0 | 94 | 30% | 65.8 | 122.2 | Provisional | MH101/MH601/MH801/MP101/A105 | 2shutdownsafeties | EST | HOLD - engineering/selection/review | 2 | 0 | 42 | 78
B0611 | Mechanical | Equipment / refrigerant / condensate | THERMOSTAT | Heat pump thermostat with humidity capability | 1 | EA | 0% | 1 | 1 | 180 | 180 | 0.5 | 0.5 | 68 | 34 | 0 | 214 | 30% | 149.8 | 278.2 | Provisional | MH101/MH601/MH801/MP101/A105 | Controlsequenceapprovalpending | EST | HOLD - engineering/selection/review | 1 | 0 | 126 | 234
B0612 | Mechanical | Equipment / refrigerant / condensate | TWIRE | 18/8thermostat/ control cable | 125 | LF | 10% | 250 | 250 | 0.61092 | 152.73 | 0.01 | 1.25 | 68 | 85 | 0 | 237.73 | 30% | 166.41 | 309.05 | Provisional | MH101/MH601/MH801/MP101/A105 | Stat50 ft+outdoor75 ft | P09 | HOLD - engineering/selection/review | 1 | 125 | 106.911 | 198.549
B0613 | Mechanical | Equipment / refrigerant / condensate | FILTER | Replacement filter set | 3 | EA | 0% | 1 | 3 | 28 | 84 | 0.1 | 0.3 | 68 | 20.4 | 0 | 104.4 | 30% | 73.08 | 135.72 | Provisional | MH101/MH601/MH801/MP101/A105 | Startuptwochanges+handover | EST | HOLD - engineering/selection/review | 3 | 0 | 58.8 | 109.2
B0614 | Mechanical | Equipment / refrigerant / condensate | FILTERBOX | Filter rack /cabinet | 1 | EA | 0% | 1 | 1 | 130 | 130 | 0.5 | 0.5 | 68 | 34 | 0 | 164 | 30% | 114.8 | 213.2 | Provisional | MH101/MH601/MH801/MP101/A105 | Notin AHUschedule | EST | HOLD - engineering/selection/review | 1 | 0 | 91 | 169
B0615 | Mechanical | Equipment / refrigerant / condensate | ACRLIQ | 3/8OD ACR copper tubing | 50 | LF | 10% | 50 | 100 | 2.2 | 220 | 0.045 | 2.25 | 68 | 153 | 0 | 373 | 30% | 261.1 | 484.9 | Provisional | MH101/MH601/MH801/MP101/A105 | 35 ftplan+10 ftrise+5 ftconnection | EST | HOLD - engineering/selection/review | 2 | 50 | 154 | 286
B0616 | Mechanical | Equipment / refrigerant / condensate | ACRSUCT | 7/8OD ACR suction tubing | 50 | LF | 10% | 50 | 100 | 5.8 | 580 | 0.055 | 2.75 | 68 | 187 | 0 | 767 | 30% | 536.9 | 997.1 | Provisional | MH101/MH601/MH801/MP101/A105 | Diameterprovisionalmanufacturerselection | EST | HOLD - engineering/selection/review | 2 | 50 | 406 | 754
B0617 | Mechanical | Equipment / refrigerant / condensate | ACRINS | 7/8 suction tube insulation | 50 | LF | 10% | 6 | 60 | 1.7 | 102 | 0.025 | 1.25 | 68 | 85 | 0 | 187 | 30% | 130.9 | 243.1 | Provisional | MH101/MH601/MH801/MP101/A105 | Matched linesetlength;wallthicknessapprove | EST | HOLD - engineering/selection/review | 10 | 10 | 71.4 | 132.6
B0618 | Mechanical | Equipment / refrigerant / condensate | ACRUV | Exterior line set UV jacket | 18 | LF | 10% | 6 | 24 | 2 | 48 | 0.03 | 0.54 | 68 | 36.72 | 0 | 84.72 | 30% | 59.3 | 110.14 | Provisional | MH101/MH601/MH801/MP101/A105 | Outdoorverticalrun | EST | HOLD - engineering/selection/review | 4 | 6 | 33.6 | 62.4
B0619 | Mechanical | Equipment / refrigerant / condensate | ACR90L | 3/8ACR long radius elbows | 6 | EA | 0% | 1 | 6 | 4 | 24 | 0.18 | 1.08 | 68 | 73.44 | 0 | 97.44 | 30% | 68.21 | 126.67 | Provisional | MH101/MH601/MH801/MP101/A105 | Pathbends | EST | HOLD - engineering/selection/review | 6 | 0 | 16.8 | 31.2
B0620 | Mechanical | Equipment / refrigerant / condensate | ACR90S | 7/8ACR long radius elbows | 6 | EA | 0% | 1 | 6 | 10 | 60 | 0.22 | 1.32 | 68 | 89.76 | 0 | 149.76 | 30% | 104.83 | 194.69 | Provisional | MH101/MH601/MH801/MP101/A105 | Pathbends | EST | HOLD - engineering/selection/review | 6 | 0 | 42 | 78
B0621 | Mechanical | Equipment / refrigerant / condensate | ACRCOUPL | 3/8ACRcouplings | 3 | EA | 0% | 1 | 3 | 3 | 9 | 0.12 | 0.36 | 68 | 24.48 | 0 | 33.48 | 30% | 23.44 | 43.52 | Provisional | MH101/MH601/MH801/MP101/A105 | 50 ftcoilsandconnections | EST | HOLD - engineering/selection/review | 3 | 0 | 6.3 | 11.7
B0622 | Mechanical | Equipment / refrigerant / condensate | ACRCOUPS | 7/8ACRcouplings | 3 | EA | 0% | 1 | 3 | 6 | 18 | 0.15 | 0.45 | 68 | 30.6 | 0 | 48.6 | 30% | 34.02 | 63.18 | Provisional | MH101/MH601/MH801/MP101/A105 | Coils/connections | EST | HOLD - engineering/selection/review | 3 | 0 | 12.6 | 23.4
B0623 | Mechanical | Equipment / refrigerant / condensate | BRAZE | Brazing alloy | 1 | LB | 0% | 1 | 1 | 70 | 70 | 0.2 | 0.2 | 68 | 13.6 | 0 | 83.6 | 30% | 58.52 | 108.68 | Provisional | MH101/MH601/MH801/MP101/A105 | Connections;nitrogenpurgeincommissioning | EST | HOLD - engineering/selection/review | 1 | 0 | 49 | 91
B0624 | Mechanical | Equipment / refrigerant / condensate | DRIER | R454B-compatible liquid line drier | 1 | EA | 0% | 1 | 1 | 55 | 55 | 0.25 | 0.25 | 68 | 17 | 0 | 72 | 30% | 50.4 | 93.6 | Provisional | MH101/MH601/MH801/MP101/A105 | Verifyfactoryincluded;deductifprovided | EST | HOLD - engineering/selection/review | 1 | 0 | 38.5 | 71.5
B0625 | Mechanical | Equipment / refrigerant / condensate | ACRSUP | Line set isolating support | 14 | EA | 0% | 1 | 14 | 5 | 70 | 0.1 | 1.4 | 68 | 95.2 | 0 | 165.2 | 30% | 115.64 | 214.76 | Provisional | MH101/MH601/MH801/MP101/A105 | 50 ft/4 ft plusends | EST | HOLD - engineering/selection/review | 14 | 0 | 49 | 91
B0626 | Mechanical | Equipment / refrigerant / condensate | PENAC | Line set wall seal/sleeve | 2 | EA | 0% | 1 | 2 | 35 | 70 | 0.35 | 0.7 | 68 | 47.6 | 0 | 117.6 | 30% | 82.32 | 152.88 | Provisional | MH101/MH601/MH801/MP101/A105 | MP101riseaboveceiling | EST | HOLD - engineering/selection/review | 2 | 0 | 49 | 91
B0627 | Mechanical | Equipment / refrigerant / condensate | CDPIPE | 3/4PVC condensate/pandrains | 60 | LF | 10% | 10 | 70 | 0.7 | 49 | 0.035 | 2.1 | 68 | 142.8 | 0 | 191.8 | 30% | 134.26 | 249.34 | Provisional | MH101/MH601/MH801/MP101/A105 | Primary35+secondary25 ft;discharge RFI | EST | HOLD - engineering/selection/review | 7 | 10 | 34.3 | 63.7
B0628 | Mechanical | Equipment / refrigerant / condensate | CD90 | 3/4PVC 90 elbow | 12 | EA | 0% | 1 | 12 | 0.65 | 7.8 | 0.1 | 1.2 | 68 | 81.6 | 0 | 89.4 | 30% | 62.58 | 116.22 | Provisional | MH101/MH601/MH801/MP101/A105 | 6pereachdrainroute | EST | HOLD - engineering/selection/review | 12 | 0 | 5.46 | 10.14
B0629 | Mechanical | Equipment / refrigerant / condensate | CDTEE | 3/4PVC cleanout tee /cap | 6 | EA | 0% | 1 | 6 | 2 | 12 | 0.12 | 0.72 | 68 | 48.96 | 0 | 60.96 | 30% | 42.67 | 79.25 | Provisional | MH101/MH601/MH801/MP101/A105 | Directionchanges/unitaccess | EST | HOLD - engineering/selection/review | 6 | 0 | 8.4 | 15.6
B0630 | Mechanical | Equipment / refrigerant / condensate | CDTRAP | Manufacturer- matched condensate trap kit | 1 | EA | 0% | 1 | 1 | 28 | 28 | 0.35 | 0.35 | 68 | 23.8 | 0 | 51.8 | 30% | 36.26 | 67.34 | Provisional | MH101/MH601/MH801/MP101/A105 | Sizedto AHUstaticpressure | EST | HOLD - engineering/selection/review | 1 | 0 | 19.6 | 36.4
B0631 | Mechanical | Equipment / refrigerant / condensate | CDCHECK | Condensate check valve provision | 1 | EA | 0% | 1 | 1 | 18 | 18 | 0.15 | 0.15 | 68 | 10.2 | 0 | 28.2 | 30% | 19.74 | 36.66 | Provisional | MH101/MH601/MH801/MP101/A105 | MP101note;confirmneedwithtraparrangement | EST | HOLD - engineering/selection/review | 1 | 0 | 12.6 | 23.4
B0632 | Mechanical | Equipment / refrigerant / condensate | CDINS | Condensate insulation | 35 | LF | 10% | 6 | 42 | 0.7 | 29.4 | 0.02 | 0.7 | 68 | 47.6 | 0 | 77 | 30% | 53.9 | 100.1 | Provisional | MH101/MH601/MH801/MP101/A105 | Interiorprimaryroute | EST | HOLD - engineering/selection/review | 7 | 7 | 20.58 | 38.22
B0633 | Mechanical | Equipment / refrigerant / condensate | CDHANG | Condensate pipe support | 20 | EA | 0% | 1 | 20 | 1.8 | 36 | 0.08 | 1.6 | 68 | 108.8 | 0 | 144.8 | 30% | 101.36 | 188.24 | Provisional | MH101/MH601/MH801/MP101/A105 | 3 ftspacingprovision | EST | HOLD - engineering/selection/review | 20 | 0 | 25.2 | 46.8
B0634 | Mechanical | Equipment / refrigerant / condensate | SOAK | Condensate soakaway stone /receptor | 1 | EA | 0% | 1 | 1 | 65 | 65 | 0.75 | 0.75 | 68 | 51 | 0 | 116 | 30% | 81.2 | 150.8 | Provisional | MH101/MH601/MH801/MP101/A105 | Approvedterminationpending | EST | HOLD - engineering/selection/review | 1 | 0 | 45.5 | 84.5
B0635 | Mechanical | EF-01 Master shower | EF | Loren Cook GC-100 exhaust fan allowance | 1 | EA | 0% | 1 | 1 | 350 | 350 | 0.8 | 0.8 | 68 | 54.4 | 0 | 404.4 | 25% | 303.3 | 505.5 | Derived fan kit | MH101/MH601 | EF-01; fan50 CFMat0.70inw.g.pendingverifiedcurve;wallroute7 ft | EST | HOLD - engineering/selection/review | 1 | 0 | 262.5 | 437.5
B0636 | Mechanical | EF-01 Master shower | EFDUCT | 6x6 galvanized exhaust duct | 7 | LF | 0% | 1 | 7 | 6 | 42 | 0.12 | 0.84 | 68 | 57.12 | 0 | 99.12 | 25% | 74.34 | 123.9 | Derived fan kit | MH101/MH601 | EF-01; fan50 CFMat0.70inw.g.pendingverifiedcurve;wallroute7 ft | EST | HOLD - engineering/selection/review | 7 | 0 | 31.5 | 52.5
B0637 | Mechanical | EF-01 Master shower | EFEL | 6x6 exhaust elbow | 2 | EA | 0% | 1 | 2 | 30 | 60 | 0.3 | 0.6 | 68 | 40.8 | 0 | 100.8 | 25% | 75.6 | 126 | Derived fan kit | MH101/MH601 | EF-01; fan50 CFMat0.70inw.g.pendingverifiedcurve;wallroute7 ft | EST | HOLD - engineering/selection/review | 2 | 0 | 45 | 75
B0638 | Mechanical | EF-01 Master shower | EFHOOD | 6x6 wall louver /hood | 1 | EA | 0% | 1 | 1 | 65 | 65 | 0.4 | 0.4 | 68 | 27.2 | 0 | 92.2 | 25% | 69.15 | 115.25 | Derived fan kit | MH101/MH601 | EF-01; fan50 CFMat0.70inw.g.pendingverifiedcurve;wallroute7 ft | EST | HOLD - engineering/selection/review | 1 | 0 | 48.75 | 81.25
B0639 | Mechanical | EF-01 Master shower | EFDAMP | Exhaust backdraft damper | 1 | EA | 0% | 1 | 1 | 28 | 28 | 0.2 | 0.2 | 68 | 13.6 | 0 | 41.6 | 25% | 31.2 | 52 | Derived fan kit | MH101/MH601 | EF-01; fan50 CFMat0.70inw.g.pendingverifiedcurve;wallroute7 ft | EST | HOLD - engineering/selection/review | 1 | 0 | 21 | 35
B0640 | Mechanical | EF-01 Master shower | EFSUP | Exhaust duct support | 3 | EA | 0% | 1 | 3 | 5 | 15 | 0.1 | 0.3 | 68 | 20.4 | 0 | 35.4 | 25% | 26.55 | 44.25 | Derived fan kit | MH101/MH601 | EF-01; fan50 CFMat0.70inw.g.pendingverifiedcurve;wallroute7 ft | EST | HOLD - engineering/selection/review | 3 | 0 | 11.25 | 18.75
B0641 | Mechanical | EF-02 Master bath | EF | Loren Cook GC-100 exhaust fan allowance | 1 | EA | 0% | 1 | 1 | 350 | 350 | 0.8 | 0.8 | 68 | 54.4 | 0 | 404.4 | 25% | 303.3 | 505.5 | Derived fan kit | MH101/MH601 | EF-02; fan50 CFMat0.70inw.g.pendingverifiedcurve;wallroute7 ft | EST | HOLD - engineering/selection/review | 1 | 0 | 262.5 | 437.5
B0642 | Mechanical | EF-02 Master bath | EFDUCT | 6x6 galvanized exhaust duct | 7 | LF | 0% | 1 | 7 | 6 | 42 | 0.12 | 0.84 | 68 | 57.12 | 0 | 99.12 | 25% | 74.34 | 123.9 | Derived fan kit | MH101/MH601 | EF-02; fan50 CFMat0.70inw.g.pendingverifiedcurve;wallroute7 ft | EST | HOLD - engineering/selection/review | 7 | 0 | 31.5 | 52.5
B0643 | Mechanical | EF-02 Master bath | EFEL | 6x6 exhaust elbow | 2 | EA | 0% | 1 | 2 | 30 | 60 | 0.3 | 0.6 | 68 | 40.8 | 0 | 100.8 | 25% | 75.6 | 126 | Derived fan kit | MH101/MH601 | EF-02; fan50 CFMat0.70inw.g.pendingverifiedcurve;wallroute7 ft | EST | HOLD - engineering/selection/review | 2 | 0 | 45 | 75
B0644 | Mechanical | EF-02 Master bath | EFHOOD | 6x6 wall louver /hood | 1 | EA | 0% | 1 | 1 | 65 | 65 | 0.4 | 0.4 | 68 | 27.2 | 0 | 92.2 | 25% | 69.15 | 115.25 | Derived fan kit | MH101/MH601 | EF-02; fan50 CFMat0.70inw.g.pendingverifiedcurve;wallroute7 ft | EST | HOLD - engineering/selection/review | 1 | 0 | 48.75 | 81.25
B0645 | Mechanical | EF-02 Master bath | EFDAMP | Exhaust backdraft damper | 1 | EA | 0% | 1 | 1 | 28 | 28 | 0.2 | 0.2 | 68 | 13.6 | 0 | 41.6 | 25% | 31.2 | 52 | Derived fan kit | MH101/MH601 | EF-02; fan50 CFMat0.70inw.g.pendingverifiedcurve;wallroute7 ft | EST | HOLD - engineering/selection/review | 1 | 0 | 21 | 35
B0646 | Mechanical | EF-02 Master bath | EFSUP | Exhaust duct support | 3 | EA | 0% | 1 | 3 | 5 | 15 | 0.1 | 0.3 | 68 | 20.4 | 0 | 35.4 | 25% | 26.55 | 44.25 | Derived fan kit | MH101/MH601 | EF-02; fan50 CFMat0.70inw.g.pendingverifiedcurve;wallroute7 ft | EST | HOLD - engineering/selection/review | 3 | 0 | 11.25 | 18.75
B0647 | Mechanical | EF-03 Suite 2 bath | EF | Loren Cook GC-100 exhaust fan allowance | 1 | EA | 0% | 1 | 1 | 350 | 350 | 0.8 | 0.8 | 68 | 54.4 | 0 | 404.4 | 25% | 303.3 | 505.5 | Derived fan kit | MH101/MH601 | EF-03; fan50 CFMat0.70inw.g.pendingverifiedcurve;wallroute5 ft | EST | HOLD - engineering/selection/review | 1 | 0 | 262.5 | 437.5
B0648 | Mechanical | EF-03 Suite 2 bath | EFDUCT | 6x6 galvanized exhaust duct | 5 | LF | 0% | 1 | 5 | 6 | 30 | 0.12 | 0.6 | 68 | 40.8 | 0 | 70.8 | 25% | 53.1 | 88.5 | Derived fan kit | MH101/MH601 | EF-03; fan50 CFMat0.70inw.g.pendingverifiedcurve;wallroute5 ft | EST | HOLD - engineering/selection/review | 5 | 0 | 22.5 | 37.5
B0649 | Mechanical | EF-03 Suite 2 bath | EFEL | 6x6 exhaust elbow | 2 | EA | 0% | 1 | 2 | 30 | 60 | 0.3 | 0.6 | 68 | 40.8 | 0 | 100.8 | 25% | 75.6 | 126 | Derived fan kit | MH101/MH601 | EF-03; fan50 CFMat0.70inw.g.pendingverifiedcurve;wallroute5 ft | EST | HOLD - engineering/selection/review | 2 | 0 | 45 | 75
B0650 | Mechanical | EF-03 Suite 2 bath | EFHOOD | 6x6 wall louver /hood | 1 | EA | 0% | 1 | 1 | 65 | 65 | 0.4 | 0.4 | 68 | 27.2 | 0 | 92.2 | 25% | 69.15 | 115.25 | Derived fan kit | MH101/MH601 | EF-03; fan50 CFMat0.70inw.g.pendingverifiedcurve;wallroute5 ft | EST | HOLD - engineering/selection/review | 1 | 0 | 48.75 | 81.25
B0651 | Mechanical | EF-03 Suite 2 bath | EFDAMP | Exhaust backdraft damper | 1 | EA | 0% | 1 | 1 | 28 | 28 | 0.2 | 0.2 | 68 | 13.6 | 0 | 41.6 | 25% | 31.2 | 52 | Derived fan kit | MH101/MH601 | EF-03; fan50 CFMat0.70inw.g.pendingverifiedcurve;wallroute5 ft | EST | HOLD - engineering/selection/review | 1 | 0 | 21 | 35
B0652 | Mechanical | EF-03 Suite 2 bath | EFSUP | Exhaust duct support | 3 | EA | 0% | 1 | 3 | 5 | 15 | 0.1 | 0.3 | 68 | 20.4 | 0 | 35.4 | 25% | 26.55 | 44.25 | Derived fan kit | MH101/MH601 | EF-03; fan50 CFMat0.70inw.g.pendingverifiedcurve;wallroute5 ft | EST | HOLD - engineering/selection/review | 3 | 0 | 11.25 | 18.75
B0653 | Mechanical | EF-04 Suite 3 bath | EF | Loren Cook GC-100 exhaust fan allowance | 1 | EA | 0% | 1 | 1 | 350 | 350 | 0.8 | 0.8 | 68 | 54.4 | 0 | 404.4 | 25% | 303.3 | 505.5 | Derived fan kit | MH101/MH601 | EF-04; fan50 CFMat0.70inw.g.pendingverifiedcurve;wallroute7 ft | EST | HOLD - engineering/selection/review | 1 | 0 | 262.5 | 437.5
B0654 | Mechanical | EF-04 Suite 3 bath | EFDUCT | 6x6 galvanized exhaust duct | 7 | LF | 0% | 1 | 7 | 6 | 42 | 0.12 | 0.84 | 68 | 57.12 | 0 | 99.12 | 25% | 74.34 | 123.9 | Derived fan kit | MH101/MH601 | EF-04; fan50 CFMat0.70inw.g.pendingverifiedcurve;wallroute7 ft | EST | HOLD - engineering/selection/review | 7 | 0 | 31.5 | 52.5
B0655 | Mechanical | EF-04 Suite 3 bath | EFEL | 6x6 exhaust elbow | 2 | EA | 0% | 1 | 2 | 30 | 60 | 0.3 | 0.6 | 68 | 40.8 | 0 | 100.8 | 25% | 75.6 | 126 | Derived fan kit | MH101/MH601 | EF-04; fan50 CFMat0.70inw.g.pendingverifiedcurve;wallroute7 ft | EST | HOLD - engineering/selection/review | 2 | 0 | 45 | 75
B0656 | Mechanical | EF-04 Suite 3 bath | EFHOOD | 6x6 wall louver /hood | 1 | EA | 0% | 1 | 1 | 65 | 65 | 0.4 | 0.4 | 68 | 27.2 | 0 | 92.2 | 25% | 69.15 | 115.25 | Derived fan kit | MH101/MH601 | EF-04; fan50 CFMat0.70inw.g.pendingverifiedcurve;wallroute7 ft | EST | HOLD - engineering/selection/review | 1 | 0 | 48.75 | 81.25
B0657 | Mechanical | EF-04 Suite 3 bath | EFDAMP | Exhaust backdraft damper | 1 | EA | 0% | 1 | 1 | 28 | 28 | 0.2 | 0.2 | 68 | 13.6 | 0 | 41.6 | 25% | 31.2 | 52 | Derived fan kit | MH101/MH601 | EF-04; fan50 CFMat0.70inw.g.pendingverifiedcurve;wallroute7 ft | EST | HOLD - engineering/selection/review | 1 | 0 | 21 | 35
B0658 | Mechanical | EF-04 Suite 3 bath | EFSUP | Exhaust duct support | 3 | EA | 0% | 1 | 3 | 5 | 15 | 0.1 | 0.3 | 68 | 20.4 | 0 | 35.4 | 25% | 26.55 | 44.25 | Derived fan kit | MH101/MH601 | EF-04; fan50 CFMat0.70inw.g.pendingverifiedcurve;wallroute7 ft | EST | HOLD - engineering/selection/review | 3 | 0 | 11.25 | 18.75
B0659 | Mechanical | EF-05 Suite 4 bath | EF | Loren Cook GC-100 exhaust fan allowance | 1 | EA | 0% | 1 | 1 | 350 | 350 | 0.8 | 0.8 | 68 | 54.4 | 0 | 404.4 | 25% | 303.3 | 505.5 | Derived fan kit | MH101/MH601 | EF-05; fan50 CFMat0.70inw.g.pendingverifiedcurve;wallroute10 ft | EST | HOLD - engineering/selection/review | 1 | 0 | 262.5 | 437.5
B0660 | Mechanical | EF-05 Suite 4 bath | EFDUCT | 6x6 galvanized exhaust duct | 10 | LF | 0% | 1 | 10 | 6 | 60 | 0.12 | 1.2 | 68 | 81.6 | 0 | 141.6 | 25% | 106.2 | 177 | Derived fan kit | MH101/MH601 | EF-05; fan50 CFMat0.70inw.g.pendingverifiedcurve;wallroute10 ft | EST | HOLD - engineering/selection/review | 10 | 0 | 45 | 75
B0661 | Mechanical | EF-05 Suite 4 bath | EFEL | 6x6 exhaust elbow | 2 | EA | 0% | 1 | 2 | 30 | 60 | 0.3 | 0.6 | 68 | 40.8 | 0 | 100.8 | 25% | 75.6 | 126 | Derived fan kit | MH101/MH601 | EF-05; fan50 CFMat0.70inw.g.pendingverifiedcurve;wallroute10 ft | EST | HOLD - engineering/selection/review | 2 | 0 | 45 | 75
B0662 | Mechanical | EF-05 Suite 4 bath | EFHOOD | 6x6 wall louver /hood | 1 | EA | 0% | 1 | 1 | 65 | 65 | 0.4 | 0.4 | 68 | 27.2 | 0 | 92.2 | 25% | 69.15 | 115.25 | Derived fan kit | MH101/MH601 | EF-05; fan50 CFMat0.70inw.g.pendingverifiedcurve;wallroute10 ft | EST | HOLD - engineering/selection/review | 1 | 0 | 48.75 | 81.25
B0663 | Mechanical | EF-05 Suite 4 bath | EFDAMP | Exhaust backdraft damper | 1 | EA | 0% | 1 | 1 | 28 | 28 | 0.2 | 0.2 | 68 | 13.6 | 0 | 41.6 | 25% | 31.2 | 52 | Derived fan kit | MH101/MH601 | EF-05; fan50 CFMat0.70inw.g.pendingverifiedcurve;wallroute10 ft | EST | HOLD - engineering/selection/review | 1 | 0 | 21 | 35
B0664 | Mechanical | EF-05 Suite 4 bath | EFSUP | Exhaust duct support | 4 | EA | 0% | 1 | 4 | 5 | 20 | 0.1 | 0.4 | 68 | 27.2 | 0 | 47.2 | 25% | 35.4 | 59 | Derived fan kit | MH101/MH601 | EF-05; fan50 CFMat0.70inw.g.pendingverifiedcurve;wallroute10 ft | EST | HOLD - engineering/selection/review | 4 | 0 | 15 | 25
B0665 | Mechanical | Ventilation / closeout | DRYDUCT | 4 inch rigid dryer exhaust | 20 | LF | 0% | 1 | 20 | 3.5 | 70 | 0.12 | 2.4 | 68 | 163.2 | 0 | 233.2 | 30% | 163.24 | 303.16 | Provisional | A102/MH101/MH801 | Laundrytoeastwall14 ft+6 ftvertical | EST | HOLD - engineering/selection/review | 20 | 0 | 49 | 91
B0666 | Mechanical | Ventilation / closeout | DRYEL | 4 inch dryer long sweep elbow | 3 | EA | 0% | 1 | 3 | 12 | 36 | 0.25 | 0.75 | 68 | 51 | 0 | 87 | 30% | 60.9 | 113.1 | Provisional | A102/MH101/MH801 | 3routechanges | EST | HOLD - engineering/selection/review | 3 | 0 | 25.2 | 46.8
B0667 | Mechanical | Ventilation / closeout | DRYHOOD | Dryer wall termination with damper | 1 | EA | 0% | 1 | 1 | 35 | 35 | 0.4 | 0.4 | 68 | 27.2 | 0 | 62.2 | 30% | 43.54 | 80.86 | Provisional | A102/MH101/MH801 | One;noscreen | EST | HOLD - engineering/selection/review | 1 | 0 | 24.5 | 45.5
B0668 | Mechanical | Ventilation / closeout | DRYCON | Listed dryer transition connector | 1 | EA | 0% | 1 | 1 | 25 | 25 | 0.25 | 0.25 | 68 | 17 | 0 | 42 | 30% | 29.4 | 54.6 | Provisional | A102/MH101/MH801 | One;rigidtrunkabove | EST | HOLD - engineering/selection/review | 1 | 0 | 17.5 | 32.5
B0669 | Mechanical | Ventilation / closeout | HOODDUCT | 8 inch galvanized cooking exhaust | 50 | LF | 0% | 1 | 50 | 8 | 400 | 0.14 | 7 | 68 | 476 | 0 | 876 | 30% | 613.2 | 1138.8 | Provisional | A102/MH101/MH801 | Mainhood30 ft+porch20 ft | EST | HOLD - engineering/selection/review | 50 | 0 | 280 | 520
B0670 | Mechanical | Ventilation / closeout | HOODEL | 8 inch exhaust elbow | 6 | EA | 0% | 1 | 6 | 32 | 192 | 0.35 | 2.1 | 68 | 142.8 | 0 | 334.8 | 30% | 234.36 | 435.24 | Provisional | A102/MH101/MH801 | 3perhood | EST | HOLD - engineering/selection/review | 6 | 0 | 134.4 | 249.6
B0671 | Mechanical | Ventilation / closeout | HOODCAP | 8 inch roof / wall termination | 2 | EA | 0% | 1 | 2 | 85 | 170 | 0.6 | 1.2 | 68 | 81.6 | 0 | 251.6 | 30% | 176.12 | 327.08 | Provisional | A102/MH101/MH801 | 2cookingstations | EST | HOLD - engineering/selection/review | 2 | 0 | 119 | 221
B0672 | Mechanical | Ventilation / closeout | HOODFLASH | Hood penetration flashing | 2 | EA | 0% | 1 | 2 | 55 | 110 | 0.6 | 1.2 | 68 | 81.6 | 0 | 191.6 | 30% | 134.12 | 249.08 | Provisional | A102/MH101/MH801 | Compatiblewithenvelope | EST | HOLD - engineering/selection/review | 2 | 0 | 77 | 143
B0673 | Mechanical | Ventilation / closeout | MUA | Makeup air motorized damper /controller provision | 1 | kit | 0% | 1 | 1 | 450 | 450 | 2 | 2 | 68 | 136 | 0 | 586 | 30% | 410.2 | 761.8 | Provisional | A102/MH101/MH801 | Actualhoodflowsandnecessitynotprovided | EST | HOLD - engineering/selection/review | 1 | 0 | 315 | 585
B0674 | Mechanical | Ventilation / closeout | MUADUCT | 8 inch makeup air duct | 25 | LF | 0% | 1 | 25 | 8 | 200 | 0.14 | 3.5 | 68 | 238 | 0 | 438 | 30% | 306.6 | 569.4 | Provisional | A102/MH101/MH801 | Allowance25 ft | EST | HOLD - engineering/selection/review | 25 | 0 | 140 | 260
B0675 | Mechanical | Ventilation / closeout | MUAFILT | Makeup air filter box /intake | 1 | EA | 0% | 1 | 1 | 140 | 140 | 0.6 | 0.6 | 68 | 40.8 | 0 | 180.8 | 30% | 126.56 | 235.04 | Provisional | A102/MH101/MH801 | Oneprovisionalintake | EST | HOLD - engineering/selection/review | 1 | 0 | 98 | 182
B0676 | Mechanical | Ventilation / closeout | MUAEL | 8 inch makeup air elbow | 3 | EA | 0% | 1 | 3 | 32 | 96 | 0.35 | 1.05 | 68 | 71.4 | 0 | 167.4 | 30% | 117.18 | 217.62 | Provisional | A102/MH101/MH801 | Routeallowance | EST | HOLD - engineering/selection/review | 3 | 0 | 67.2 | 124.8
B0677 | Mechanical | Ventilation / closeout | HVACTAB | Air balancing and duct leak test | 1 | activity | 0% | 1 | 1 | 0 | 0 | 16 | 16 | 68 | 1088 | 300 | 1388 | 30% | 971.6 | 1804.4 | Provisional | A102/MH101/MH801 | Allterminals;testequipmentfee$300 | EST | HOLD - engineering/selection/review | 1 | 0 | 0 | 0
B0678 | Mechanical | Ventilation / closeout | HVACSTART | Nitrogen pressure test /evacuation/ refrigerant charge | 1 | activity | 0% | 1 | 1 | 150 | 150 | 12 | 12 | 68 | 816 | 200 | 1166 | 30% | 816.2 | 1515.8 | Provisional | A102/MH101/MH801 | Consumables150+instrumentrental200;additionalchargebasedactualunit | EST | HOLD - engineering/selection/review | 1 | 0 | 105 | 195
B0679 | Mechanical | Ventilation / closeout | HVACCOORD | MEP shop routing coordination | 1 | activity | 0% | 1 | 1 | 0 | 0 | 16 | 16 | 68 | 1088 | 0 | 1088 | 30% | 761.6 | 1414.4 | Provisional | A102/MH101/MH801 | Truss/chases/clearancescoordination | EST | HOLD - engineering/selection/review | 1 | 0 | 0 | 0
B0680 | Mechanical | Acoustic screen | SCRPOST | PT4x4 screen post 8 ft | 4 | EA | 0% | 1 | 4 | 20 | 80 | 0.4 | 1.6 | 68 | 108.8 | 0 | 188.8 | 25% | 141.6 | 236 | Provisional | A102/A110 | 16 LFx5 ft estimatingframed screen;airflowclearancespending | EST | HOLD - engineering/selection/review | 4 | 0 | 60 | 100
B0681 | Mechanical | Acoustic screen | SCRSTUD | PT2x4 screen framing | 180 | LF | 0% | 1 | 180 | 0.75 | 135 | 0.04 | 7.2 | 68 | 489.6 | 0 | 624.6 | 25% | 468.45 | 780.75 | Provisional | A102/A110 | 16 LFx5 ft estimatingframed screen;airflowclearancespending | EST | HOLD - engineering/selection/review | 180 | 0 | 101.25 | 168.75
B0682 | Mechanical | Acoustic screen | SCRBOARD | 5/16 fiber cement both faces | 160 | SF | 0% | 1 | 160 | 1.4 | 224 | 0.04 | 6.4 | 68 | 435.2 | 0 | 659.2 | 25% | 494.4 | 824 | Provisional | A102/A110 | 16 LFx5 ft estimatingframed screen;airflowclearancespending | EST | HOLD - engineering/selection/review | 160 | 0 | 168 | 280
B0683 | Mechanical | Acoustic screen | SCRFOAM | 1 inch sound foam | 80 | SF | 0% | 1 | 80 | 1.6 | 128 | 0.015 | 1.2 | 68 | 81.6 | 0 | 209.6 | 25% | 157.2 | 262 | Provisional | A102/A110 | 16 LFx5 ft estimatingframed screen;airflowclearancespending | EST | HOLD - engineering/selection/review | 80 | 0 | 96 | 160
B0684 | Mechanical | Acoustic screen | SCRCLIP | A33/SP1clips | 40 | EA | 0% | 1 | 40 | 3 | 120 | 0.08 | 3.2 | 68 | 217.6 | 0 | 337.6 | 25% | 253.2 | 422 | Provisional | A102/A110 | 16 LFx5 ft estimatingframed screen;airflowclearancespending | EST | HOLD - engineering/selection/review | 40 | 0 | 90 | 150
B0685 | Mechanical | Acoustic screen | SCRFOOT | Screen post footing concrete | 0.5 | CY | 0% | 1 | 1 | 210 | 210 | 2 | 1 | 68 | 68 | 0 | 278 | 25% | 208.5 | 347.5 | Provisional | A102/A110 | 16 LFx5 ft estimatingframed screen;airflowclearancespending | EST | HOLD - engineering/selection/review | 1 | 0.5 | 157.5 | 262.5
B0686 | Mechanical | Acoustic screen | SCRFIX | Screen screw / nail pack | 1 | pack | 0% | 1 | 1 | 45 | 45 | 0.8 | 0.8 | 68 | 54.4 | 0 | 99.4 | 25% | 74.55 | 124.25 | Provisional | A102/A110 | 16 LFx5 ft estimatingframed screen;airflowclearancespending | EST | HOLD - engineering/selection/review | 1 | 0 | 33.75 | 56.25
B0687 | Electrical | Suite2 | REC | 20A tamper-resistant duplex | 5 | EA | 0% | 1 | 5 | 4.5 | 22.5 | 0.12 | 0.6 | 68 | 40.8 | 0 | 63.3 | 25% | 47.47 | 79.13 | Provisional room tally | A105; electrical roomregister | Suite2: 5 duplex; devicefamilyfinalselection | EST | HOLD - engineering/selection/review | 5 | 0 | 16.875 | 28.125
B0688 | Electrical | Suite2 | LED | Recessed LED downlight with driver/ junction box | 4 | EA | 0% | 1 | 4 | 22 | 88 | 0.22 | 0.88 | 68 | 59.84 | 0 | 147.84 | 25% | 110.88 | 184.8 | Provisional room tally | A105; electrical roomregister | Suite2: 4 downlight; devicefamilyfinalselection | EST | HOLD - engineering/selection/review | 4 | 0 | 66 | 110
B0689 | Electrical | Suite2 | FANBOX | Metal fan-rated box and brace ; fan excluded per note | 1 | EA | 0% | 1 | 1 | 28 | 28 | 0.35 | 0.35 | 68 | 23.8 | 0 | 51.8 | 25% | 38.85 | 64.75 | Provisional room tally | A105; electrical roomregister | Suite2: 1 fan_box; devicefamilyfinalselection | EST | HOLD - engineering/selection/review | 1 | 0 | 21 | 35
B0690 | Electrical | Suite2 | SW | Single-pole decora switch | 2 | EA | 0% | 1 | 2 | 4.5 | 9 | 0.1 | 0.2 | 68 | 13.6 | 0 | 22.6 | 25% | 16.95 | 28.25 | Provisional room tally | A105; electrical roomregister | Suite2: 2 single_pole; devicefamilyfinalselection | EST | HOLD - engineering/selection/review | 2 | 0 | 6.75 | 11.25
B0691 | Electrical | Suite2 | RECBOX | Deep device box with steel-stud mount | 5 | EA | 0% | 1 | 5 | 4.2 | 21 | 0.18 | 0.9 | 68 | 61.2 | 0 | 82.2 | 25% | 61.65 | 102.75 | Derived device kit | A105 | 5receptacles,1boxeach;exteriormodifierbelow | EST | HOLD - engineering/selection/review | 5 | 0 | 15.75 | 26.25
B0692 | Electrical | Suite2 | RECPLATE | Receptacle faceplate | 5 | EA | 0% | 1 | 5 | 1.2 | 6 | 0.04 | 0.2 | 68 | 13.6 | 0 | 19.6 | 25% | 14.7 | 24.5 | Derived device kit | A105 | Oneperreceptacle;wetlocationscoverupgradebelow | EST | HOLD - engineering/selection/review | 5 | 0 | 4.5 | 7.5
B0693 | Electrical | Study | REC | 20A tamper-resistant duplex | 5 | EA | 0% | 1 | 5 | 4.5 | 22.5 | 0.12 | 0.6 | 68 | 40.8 | 0 | 63.3 | 25% | 47.47 | 79.13 | Provisional room tally | A105; electrical roomregister | Study: 5 duplex; devicefamilyfinalselection | EST | HOLD - engineering/selection/review | 5 | 0 | 16.875 | 28.125
B0694 | Electrical | Study | LED | Recessed LED downlight with driver/ junction box | 4 | EA | 0% | 1 | 4 | 22 | 88 | 0.22 | 0.88 | 68 | 59.84 | 0 | 147.84 | 25% | 110.88 | 184.8 | Provisional room tally | A105; electrical roomregister | Study: 4 downlight; devicefamilyfinalselection | EST | HOLD - engineering/selection/review | 4 | 0 | 66 | 110
B0695 | Electrical | Study | FANBOX | Metal fan-rated box and brace ; fan excluded per note | 1 | EA | 0% | 1 | 1 | 28 | 28 | 0.35 | 0.35 | 68 | 23.8 | 0 | 51.8 | 25% | 38.85 | 64.75 | Provisional room tally | A105; electrical roomregister | Study: 1 fan_box; devicefamilyfinalselection | EST | HOLD - engineering/selection/review | 1 | 0 | 21 | 35
B0696 | Electrical | Study | SW | Single-pole decora switch | 2 | EA | 0% | 1 | 2 | 4.5 | 9 | 0.1 | 0.2 | 68 | 13.6 | 0 | 22.6 | 25% | 16.95 | 28.25 | Provisional room tally | A105; electrical roomregister | Study: 2 single_pole; devicefamilyfinalselection | EST | HOLD - engineering/selection/review | 2 | 0 | 6.75 | 11.25
B0697 | Electrical | Study | RECBOX | Deep device box with steel-stud mount | 5 | EA | 0% | 1 | 5 | 4.2 | 21 | 0.18 | 0.9 | 68 | 61.2 | 0 | 82.2 | 25% | 61.65 | 102.75 | Derived device kit | A105 | 5receptacles,1boxeach;exteriormodifierbelow | EST | HOLD - engineering/selection/review | 5 | 0 | 15.75 | 26.25
B0698 | Electrical | Study | RECPLATE | Receptacle faceplate | 5 | EA | 0% | 1 | 5 | 1.2 | 6 | 0.04 | 0.2 | 68 | 13.6 | 0 | 19.6 | 25% | 14.7 | 24.5 | Derived device kit | A105 | Oneperreceptacle;wetlocationscoverupgradebelow | EST | HOLD - engineering/selection/review | 5 | 0 | 4.5 | 7.5
B0699 | Electrical | Suite3 | REC | 20A tamper-resistant duplex | 5 | EA | 0% | 1 | 5 | 4.5 | 22.5 | 0.12 | 0.6 | 68 | 40.8 | 0 | 63.3 | 25% | 47.47 | 79.13 | Provisional room tally | A105; electrical roomregister | Suite3: 5 duplex; devicefamilyfinalselection | EST | HOLD - engineering/selection/review | 5 | 0 | 16.875 | 28.125
B0700 | Electrical | Suite3 | LED | Recessed LED downlight with driver/ junction box | 4 | EA | 0% | 1 | 4 | 22 | 88 | 0.22 | 0.88 | 68 | 59.84 | 0 | 147.84 | 25% | 110.88 | 184.8 | Provisional room tally | A105; electrical roomregister | Suite3: 4 downlight; devicefamilyfinalselection | EST | HOLD - engineering/selection/review | 4 | 0 | 66 | 110
B0701 | Electrical | Suite3 | FANBOX | Metal fan-rated box and brace ; fan excluded per note | 1 | EA | 0% | 1 | 1 | 28 | 28 | 0.35 | 0.35 | 68 | 23.8 | 0 | 51.8 | 25% | 38.85 | 64.75 | Provisional room tally | A105; electrical roomregister | Suite3: 1 fan_box; devicefamilyfinalselection | EST | HOLD - engineering/selection/review | 1 | 0 | 21 | 35
B0702 | Electrical | Suite3 | SW | Single-pole decora switch | 2 | EA | 0% | 1 | 2 | 4.5 | 9 | 0.1 | 0.2 | 68 | 13.6 | 0 | 22.6 | 25% | 16.95 | 28.25 | Provisional room tally | A105; electrical roomregister | Suite3: 2 single_pole; devicefamilyfinalselection | EST | HOLD - engineering/selection/review | 2 | 0 | 6.75 | 11.25
B0703 | Electrical | Suite3 | RECBOX | Deep device box with steel-stud mount | 5 | EA | 0% | 1 | 5 | 4.2 | 21 | 0.18 | 0.9 | 68 | 61.2 | 0 | 82.2 | 25% | 61.65 | 102.75 | Derived device kit | A105 | 5receptacles,1boxeach;exteriormodifierbelow | EST | HOLD - engineering/selection/review | 5 | 0 | 15.75 | 26.25
B0704 | Electrical | Suite3 | RECPLATE | Receptacle faceplate | 5 | EA | 0% | 1 | 5 | 1.2 | 6 | 0.04 | 0.2 | 68 | 13.6 | 0 | 19.6 | 25% | 14.7 | 24.5 | Derived device kit | A105 | Oneperreceptacle;wetlocationscoverupgradebelow | EST | HOLD - engineering/selection/review | 5 | 0 | 4.5 | 7.5
B0705 | Electrical | Suite4 | REC | 20A tamper-resistant duplex | 5 | EA | 0% | 1 | 5 | 4.5 | 22.5 | 0.12 | 0.6 | 68 | 40.8 | 0 | 63.3 | 25% | 47.47 | 79.13 | Provisional room tally | A105; electrical roomregister | Suite4: 5 duplex; devicefamilyfinalselection | EST | HOLD - engineering/selection/review | 5 | 0 | 16.875 | 28.125
B0706 | Electrical | Suite4 | LED | Recessed LED downlight with driver/ junction box | 4 | EA | 0% | 1 | 4 | 22 | 88 | 0.22 | 0.88 | 68 | 59.84 | 0 | 147.84 | 25% | 110.88 | 184.8 | Provisional room tally | A105; electrical roomregister | Suite4: 4 downlight; devicefamilyfinalselection | EST | HOLD - engineering/selection/review | 4 | 0 | 66 | 110
B0707 | Electrical | Suite4 | FANBOX | Metal fan-rated box and brace ; fan excluded per note | 1 | EA | 0% | 1 | 1 | 28 | 28 | 0.35 | 0.35 | 68 | 23.8 | 0 | 51.8 | 25% | 38.85 | 64.75 | Provisional room tally | A105; electrical roomregister | Suite4: 1 fan_box; devicefamilyfinalselection | EST | HOLD - engineering/selection/review | 1 | 0 | 21 | 35
B0708 | Electrical | Suite4 | SW | Single-pole decora switch | 2 | EA | 0% | 1 | 2 | 4.5 | 9 | 0.1 | 0.2 | 68 | 13.6 | 0 | 22.6 | 25% | 16.95 | 28.25 | Provisional room tally | A105; electrical roomregister | Suite4: 2 single_pole; devicefamilyfinalselection | EST | HOLD - engineering/selection/review | 2 | 0 | 6.75 | 11.25
B0709 | Electrical | Suite4 | RECBOX | Deep device box with steel-stud mount | 5 | EA | 0% | 1 | 5 | 4.2 | 21 | 0.18 | 0.9 | 68 | 61.2 | 0 | 82.2 | 25% | 61.65 | 102.75 | Derived device kit | A105 | 5receptacles,1boxeach;exteriormodifierbelow | EST | HOLD - engineering/selection/review | 5 | 0 | 15.75 | 26.25
B0710 | Electrical | Suite4 | RECPLATE | Receptacle faceplate | 5 | EA | 0% | 1 | 5 | 1.2 | 6 | 0.04 | 0.2 | 68 | 13.6 | 0 | 19.6 | 25% | 14.7 | 24.5 | Derived device kit | A105 | Oneperreceptacle;wetlocationscoverupgradebelow | EST | HOLD - engineering/selection/review | 5 | 0 | 4.5 | 7.5
B0711 | Electrical | Master | REC | 20A tamper-resistant duplex | 5 | EA | 0% | 1 | 5 | 4.5 | 22.5 | 0.12 | 0.6 | 68 | 40.8 | 0 | 63.3 | 25% | 47.47 | 79.13 | Provisional room tally | A105; electrical roomregister | Master: 5 duplex; devicefamilyfinalselection | EST | HOLD - engineering/selection/review | 5 | 0 | 16.875 | 28.125
B0712 | Electrical | Master | LED | Recessed LED downlight with driver/ junction box | 4 | EA | 0% | 1 | 4 | 22 | 88 | 0.22 | 0.88 | 68 | 59.84 | 0 | 147.84 | 25% | 110.88 | 184.8 | Provisional room tally | A105; electrical roomregister | Master: 4 downlight; devicefamilyfinalselection | EST | HOLD - engineering/selection/review | 4 | 0 | 66 | 110
B0713 | Electrical | Master | FANBOX | Metal fan-rated box and brace ; fan excluded per note | 1 | EA | 0% | 1 | 1 | 28 | 28 | 0.35 | 0.35 | 68 | 23.8 | 0 | 51.8 | 25% | 38.85 | 64.75 | Provisional room tally | A105; electrical roomregister | Master: 1 fan_box; devicefamilyfinalselection | EST | HOLD - engineering/selection/review | 1 | 0 | 21 | 35
B0714 | Electrical | Master | SW | Single-pole decora switch | 2 | EA | 0% | 1 | 2 | 4.5 | 9 | 0.1 | 0.2 | 68 | 13.6 | 0 | 22.6 | 25% | 16.95 | 28.25 | Provisional room tally | A105; electrical roomregister | Master: 2 single_pole; devicefamilyfinalselection | EST | HOLD - engineering/selection/review | 2 | 0 | 6.75 | 11.25
B0715 | Electrical | Master | RECBOX | Deep device box with steel-stud mount | 5 | EA | 0% | 1 | 5 | 4.2 | 21 | 0.18 | 0.9 | 68 | 61.2 | 0 | 82.2 | 25% | 61.65 | 102.75 | Derived device kit | A105 | 5receptacles,1boxeach;exteriormodifierbelow | EST | HOLD - engineering/selection/review | 5 | 0 | 15.75 | 26.25
B0716 | Electrical | Master | RECPLATE | Receptacle faceplate | 5 | EA | 0% | 1 | 5 | 1.2 | 6 | 0.04 | 0.2 | 68 | 13.6 | 0 | 19.6 | 25% | 14.7 | 24.5 | Derived device kit | A105 | Oneperreceptacle;wetlocationscoverupgradebelow | EST | HOLD - engineering/selection/review | 5 | 0 | 4.5 | 7.5
B0717 | Electrical | Great room | REC | 20A tamper-resistant duplex | 8 | EA | 0% | 1 | 8 | 4.5 | 36 | 0.12 | 0.96 | 68 | 65.28 | 0 | 101.28 | 25% | 75.96 | 126.6 | Provisional room tally | A105; electrical roomregister | Great room : 8 duplex; devicefamilyfinalselection | EST | HOLD - engineering/selection/review | 8 | 0 | 27 | 45
B0718 | Electrical | Great room | LED | Recessed LED downlight with driver/ junction box | 4 | EA | 0% | 1 | 4 | 22 | 88 | 0.22 | 0.88 | 68 | 59.84 | 0 | 147.84 | 25% | 110.88 | 184.8 | Provisional room tally | A105; electrical roomregister | Great room : 4 downlight; devicefamilyfinalselection | EST | HOLD - engineering/selection/review | 4 | 0 | 66 | 110
B0719 | Electrical | Great room | FANBOX | Metal fan-rated box and brace ; fan excluded per note | 1 | EA | 0% | 1 | 1 | 28 | 28 | 0.35 | 0.35 | 68 | 23.8 | 0 | 51.8 | 25% | 38.85 | 64.75 | Provisional room tally | A105; electrical roomregister | Great room : 1 fan_box; devicefamilyfinalselection | EST | HOLD - engineering/selection/review | 1 | 0 | 21 | 35
B0720 | Electrical | Great room | SW | Single-pole decora switch | 2 | EA | 0% | 1 | 2 | 4.5 | 9 | 0.1 | 0.2 | 68 | 13.6 | 0 | 22.6 | 25% | 16.95 | 28.25 | Provisional room tally | A105; electrical roomregister | Great room : 2 single_pole; devicefamilyfinalselection | EST | HOLD - engineering/selection/review | 2 | 0 | 6.75 | 11.25
B0721 | Electrical | Great room | SW3 | Three-way decora switch | 4 | EA | 0% | 1 | 4 | 8 | 32 | 0.12 | 0.48 | 68 | 32.64 | 0 | 64.64 | 25% | 48.48 | 80.8 | Provisional room tally | A105; electrical roomregister | Great room : 4 three_way; devicefamilyfinalselection | EST | HOLD - engineering/selection/review | 4 | 0 | 24 | 40
B0722 | Electrical | Great room | RECBOX | Deep device box with steel-stud mount | 8 | EA | 0% | 1 | 8 | 4.2 | 33.6 | 0.18 | 1.44 | 68 | 97.92 | 0 | 131.52 | 25% | 98.64 | 164.4 | Derived device kit | A105 | 8receptacles,1boxeach;exteriormodifierbelow | EST | HOLD - engineering/selection/review | 8 | 0 | 25.2 | 42
B0723 | Electrical | Great room | RECPLATE | Receptacle faceplate | 8 | EA | 0% | 1 | 8 | 1.2 | 9.6 | 0.04 | 0.32 | 68 | 21.76 | 0 | 31.36 | 25% | 23.52 | 39.2 | Derived device kit | A105 | Oneperreceptacle;wetlocationscoverupgradebelow | EST | HOLD - engineering/selection/review | 8 | 0 | 7.2 | 12
B0724 | Electrical | Enclosed porch | REC | 20A tamper-resistant duplex | 3 | EA | 0% | 1 | 3 | 4.5 | 13.5 | 0.12 | 0.36 | 68 | 24.48 | 0 | 37.98 | 25% | 28.49 | 47.47 | Provisional room tally | A105; electrical roomregister | Enclosed porch : 3 duplex; devicefamilyfinalselection | EST | HOLD - engineering/selection/review | 3 | 0 | 10.125 | 16.875
B0725 | Electrical | Enclosed porch | RECP | 20A TR duplex on protected circuit; exterior WR below | 4 | EA | 0% | 1 | 4 | 5.5 | 22 | 0.12 | 0.48 | 68 | 32.64 | 0 | 54.64 | 25% | 40.98 | 68.3 | Provisional room tally | A105; electrical roomregister | Enclosed porch : 4 protected_duplex; devicefamilyfinalselection | EST | HOLD - engineering/selection/review | 4 | 0 | 16.5 | 27.5
B0726 | Electrical | Enclosed porch | LED | Recessed LED downlight with driver/ junction box | 3 | EA | 0% | 1 | 3 | 22 | 66 | 0.22 | 0.66 | 68 | 44.88 | 0 | 110.88 | 25% | 83.16 | 138.6 | Provisional room tally | A105; electrical roomregister | Enclosed porch : 3 downlight; devicefamilyfinalselection | EST | HOLD - engineering/selection/review | 3 | 0 | 49.5 | 82.5
B0727 | Electrical | Enclosed porch | FANBOX | Metal fan-rated box and brace ; fan excluded per note | 2 | EA | 0% | 1 | 2 | 28 | 56 | 0.35 | 0.7 | 68 | 47.6 | 0 | 103.6 | 25% | 77.7 | 129.5 | Provisional room tally | A105; electrical roomregister | Enclosed porch : 2 fan_box; devicefamilyfinalselection | EST | HOLD - engineering/selection/review | 2 | 0 | 42 | 70
B0728 | Electrical | Enclosed porch | SW | Single-pole decora switch | 3 | EA | 0% | 1 | 3 | 4.5 | 13.5 | 0.1 | 0.3 | 68 | 20.4 | 0 | 33.9 | 25% | 25.42 | 42.38 | Provisional room tally | A105; electrical roomregister | Enclosed porch : 3 single_pole; devicefamilyfinalselection | EST | HOLD - engineering/selection/review | 3 | 0 | 10.125 | 16.875
B0729 | Electrical | Enclosed porch | SW3 | Three-way decora switch | 2 | EA | 0% | 1 | 2 | 8 | 16 | 0.12 | 0.24 | 68 | 16.32 | 0 | 32.32 | 25% | 24.24 | 40.4 | Provisional room tally | A105; electrical roomregister | Enclosed porch : 2 three_way; devicefamilyfinalselection | EST | HOLD - engineering/selection/review | 2 | 0 | 12 | 20
B0730 | Electrical | Enclosed porch | RECBOX | Deep device box with steel-stud mount | 7 | EA | 0% | 1 | 7 | 4.2 | 29.4 | 0.18 | 1.26 | 68 | 85.68 | 0 | 115.08 | 25% | 86.31 | 143.85 | Derived device kit | A105 | 7receptacles,1boxeach;exteriormodifierbelow | EST | HOLD - engineering/selection/review | 7 | 0 | 22.05 | 36.75
B0731 | Electrical | Enclosed porch | RECPLATE | Receptacle faceplate | 7 | EA | 0% | 1 | 7 | 1.2 | 8.4 | 0.04 | 0.28 | 68 | 19.04 | 0 | 27.44 | 25% | 20.58 | 34.3 | Derived device kit | A105 | Oneperreceptacle;wetlocationscoverupgradebelow | EST | HOLD - engineering/selection/review | 7 | 0 | 6.3 | 10.5
B0732 | Electrical | Kitchen | RECP | 20A TR duplex on protected circuit; exterior WR below | 10 | EA | 0% | 1 | 10 | 5.5 | 55 | 0.12 | 1.2 | 68 | 81.6 | 0 | 136.6 | 25% | 102.45 | 170.75 | Provisional room tally | A105; electrical roomregister | Kitchen: 10 protected_duplex; devicefamilyfinalselection | EST | HOLD - engineering/selection/review | 10 | 0 | 41.25 | 68.75
B0733 | Electrical | Kitchen | LED | Recessed LED downlight with driver/ junction box | 5 | EA | 0% | 1 | 5 | 22 | 110 | 0.22 | 1.1 | 68 | 74.8 | 0 | 184.8 | 25% | 138.6 | 231 | Provisional room tally | A105; electrical roomregister | Kitchen: 5 downlight; devicefamilyfinalselection | EST | HOLD - engineering/selection/review | 5 | 0 | 82.5 | 137.5
B0734 | Electrical | Kitchen | PEND | Pendant/decorativefixture allowance | 3 | EA | 0% | 1 | 3 | 180 | 540 | 0.45 | 1.35 | 68 | 91.8 | 0 | 631.8 | 25% | 473.85 | 789.75 | Provisional room tally | A105; electrical roomregister | Kitchen: 3 pendant; devicefamilyfinalselection | EST | HOLD - engineering/selection/review | 3 | 0 | 405 | 675
B0735 | Electrical | Kitchen | SW | Single-pole decora switch | 3 | EA | 0% | 1 | 3 | 4.5 | 13.5 | 0.1 | 0.3 | 68 | 20.4 | 0 | 33.9 | 25% | 25.42 | 42.38 | Provisional room tally | A105; electrical roomregister | Kitchen: 3 single_pole; devicefamilyfinalselection | EST | HOLD - engineering/selection/review | 3 | 0 | 10.125 | 16.875
B0736 | Electrical | Kitchen | SW3 | Three-way decora switch | 2 | EA | 0% | 1 | 2 | 8 | 16 | 0.12 | 0.24 | 68 | 16.32 | 0 | 32.32 | 25% | 24.24 | 40.4 | Provisional room tally | A105; electrical roomregister | Kitchen: 2 three_way; devicefamilyfinalselection | EST | HOLD - engineering/selection/review | 2 | 0 | 12 | 20
B0737 | Electrical | Kitchen | RECBOX | Deep device box with steel-stud mount | 10 | EA | 0% | 1 | 10 | 4.2 | 42 | 0.18 | 1.8 | 68 | 122.4 | 0 | 164.4 | 25% | 123.3 | 205.5 | Derived device kit | A105 | 10receptacles,1boxeach;exteriormodifierbelow | EST | HOLD - engineering/selection/review | 10 | 0 | 31.5 | 52.5
B0738 | Electrical | Kitchen | RECPLATE | Receptacle faceplate | 10 | EA | 0% | 1 | 10 | 1.2 | 12 | 0.04 | 0.4 | 68 | 27.2 | 0 | 39.2 | 25% | 29.4 | 49 | Derived device kit | A105 | Oneperreceptacle;wetlocationscoverupgradebelow | EST | HOLD - engineering/selection/review | 10 | 0 | 9 | 15
B0739 | Electrical | Pantry | RECP | 20A TR duplex on protected circuit; exterior WR below | 4 | EA | 0% | 1 | 4 | 5.5 | 22 | 0.12 | 0.48 | 68 | 32.64 | 0 | 54.64 | 25% | 40.98 | 68.3 | Provisional room tally | A105; electrical roomregister | Pantry: 4 protected_duplex; devicefamilyfinalselection | EST | HOLD - engineering/selection/review | 4 | 0 | 16.5 | 27.5
B0740 | Electrical | Pantry | LED | Recessed LED downlight with driver/ junction box | 2 | EA | 0% | 1 | 2 | 22 | 44 | 0.22 | 0.44 | 68 | 29.92 | 0 | 73.92 | 25% | 55.44 | 92.4 | Provisional room tally | A105; electrical roomregister | Pantry: 2 downlight; devicefamilyfinalselection | EST | HOLD - engineering/selection/review | 2 | 0 | 33 | 55
B0741 | Electrical | Pantry | SW | Single-pole decora switch | 1 | EA | 0% | 1 | 1 | 4.5 | 4.5 | 0.1 | 0.1 | 68 | 6.8 | 0 | 11.3 | 25% | 8.48 | 14.13 | Provisional room tally | A105; electrical roomregister | Pantry: 1 single_pole; devicefamilyfinalselection | EST | HOLD - engineering/selection/review | 1 | 0 | 3.375 | 5.625
B0742 | Electrical | Pantry | RECBOX | Deep device box with steel-stud mount | 4 | EA | 0% | 1 | 4 | 4.2 | 16.8 | 0.18 | 0.72 | 68 | 48.96 | 0 | 65.76 | 25% | 49.32 | 82.2 | Derived device kit | A105 | 4receptacles,1boxeach;exteriormodifierbelow | EST | HOLD - engineering/selection/review | 4 | 0 | 12.6 | 21
B0743 | Electrical | Pantry | RECPLATE | Receptacle faceplate | 4 | EA | 0% | 1 | 4 | 1.2 | 4.8 | 0.04 | 0.16 | 68 | 10.88 | 0 | 15.68 | 25% | 11.76 | 19.6 | Derived device kit | A105 | Oneperreceptacle;wetlocationscoverupgradebelow | EST | HOLD - engineering/selection/review | 4 | 0 | 3.6 | 6
B0744 | Electrical | Laundry | RECP | 20A TR duplex on protected circuit; exterior WR below | 5 | EA | 0% | 1 | 5 | 5.5 | 27.5 | 0.12 | 0.6 | 68 | 40.8 | 0 | 68.3 | 25% | 51.22 | 85.38 | Provisional room tally | A105; electrical roomregister | Laundry: 5 protected_duplex; devicefamilyfinalselection | EST | HOLD - engineering/selection/review | 5 | 0 | 20.625 | 34.375
B0745 | Electrical | Laundry | LED | Recessed LED downlight with driver/ junction box | 2 | EA | 0% | 1 | 2 | 22 | 44 | 0.22 | 0.44 | 68 | 29.92 | 0 | 73.92 | 25% | 55.44 | 92.4 | Provisional room tally | A105; electrical roomregister | Laundry: 2 downlight; devicefamilyfinalselection | EST | HOLD - engineering/selection/review | 2 | 0 | 33 | 55
B0746 | Electrical | Laundry | SW | Single-pole decora switch | 1 | EA | 0% | 1 | 1 | 4.5 | 4.5 | 0.1 | 0.1 | 68 | 6.8 | 0 | 11.3 | 25% | 8.48 | 14.13 | Provisional room tally | A105; electrical roomregister | Laundry: 1 single_pole; devicefamilyfinalselection | EST | HOLD - engineering/selection/review | 1 | 0 | 3.375 | 5.625
B0747 | Electrical | Laundry | RECBOX | Deep device box with steel-stud mount | 5 | EA | 0% | 1 | 5 | 4.2 | 21 | 0.18 | 0.9 | 68 | 61.2 | 0 | 82.2 | 25% | 61.65 | 102.75 | Derived device kit | A105 | 5receptacles,1boxeach;exteriormodifierbelow | EST | HOLD - engineering/selection/review | 5 | 0 | 15.75 | 26.25
B0748 | Electrical | Laundry | RECPLATE | Receptacle faceplate | 5 | EA | 0% | 1 | 5 | 1.2 | 6 | 0.04 | 0.2 | 68 | 13.6 | 0 | 19.6 | 25% | 14.7 | 24.5 | Derived device kit | A105 | Oneperreceptacle;wetlocationscoverupgradebelow | EST | HOLD - engineering/selection/review | 5 | 0 | 4.5 | 7.5
B0749 | Electrical | Master bath | RECP | 20A TR duplex on protected circuit; exterior WR below | 4 | EA | 0% | 1 | 4 | 5.5 | 22 | 0.12 | 0.48 | 68 | 32.64 | 0 | 54.64 | 25% | 40.98 | 68.3 | Provisional room tally | A105; electrical roomregister | Master bath : 4 protected_duplex; devicefamilyfinalselection | EST | HOLD - engineering/selection/review | 4 | 0 | 16.5 | 27.5
B0750 | Electrical | Master bath | LEDW | Wet-location recessed LED with driver / junction box | 2 | EA | 0% | 1 | 2 | 30 | 60 | 0.25 | 0.5 | 68 | 34 | 0 | 94 | 25% | 70.5 | 117.5 | Provisional room tally | A105; electrical roomregister | Master bath : 2 wet_downlight; devicefamilyfinalselection | EST | HOLD - engineering/selection/review | 2 | 0 | 45 | 75
B0751 | Electrical | Master bath | PEND | Pendant/decorativefixture allowance | 1 | EA | 0% | 1 | 1 | 180 | 180 | 0.45 | 0.45 | 68 | 30.6 | 0 | 210.6 | 25% | 157.95 | 263.25 | Provisional room tally | A105; electrical roomregister | Master bath : 1 pendant; devicefamilyfinalselection | EST | HOLD - engineering/selection/review | 1 | 0 | 135 | 225
B0752 | Electrical | Master bath | VANLIGHT | Bath vanity fixture | 3 | EA | 0% | 1 | 3 | 95 | 285 | 0.35 | 1.05 | 68 | 71.4 | 0 | 356.4 | 25% | 267.3 | 445.5 | Provisional room tally | A105; electrical roomregister | Master bath : 3 vanity; devicefamilyfinalselection | EST | HOLD - engineering/selection/review | 3 | 0 | 213.75 | 356.25
B0753 | Electrical | Master bath | SW | Single-pole decora switch | 5 | EA | 0% | 1 | 5 | 4.5 | 22.5 | 0.1 | 0.5 | 68 | 34 | 0 | 56.5 | 25% | 42.38 | 70.63 | Provisional room tally | A105; electrical roomregister | Master bath : 5 single_pole; devicefamilyfinalselection | EST | HOLD - engineering/selection/review | 5 | 0 | 16.875 | 28.125
B0754 | Electrical | Master bath | RECBOX | Deep device box with steel-stud mount | 4 | EA | 0% | 1 | 4 | 4.2 | 16.8 | 0.18 | 0.72 | 68 | 48.96 | 0 | 65.76 | 25% | 49.32 | 82.2 | Derived device kit | A105 | 4receptacles,1boxeach;exteriormodifierbelow | EST | HOLD - engineering/selection/review | 4 | 0 | 12.6 | 21
B0755 | Electrical | Master bath | RECPLATE | Receptacle faceplate | 4 | EA | 0% | 1 | 4 | 1.2 | 4.8 | 0.04 | 0.16 | 68 | 10.88 | 0 | 15.68 | 25% | 11.76 | 19.6 | Derived device kit | A105 | Oneperreceptacle;wetlocationscoverupgradebelow | EST | HOLD - engineering/selection/review | 4 | 0 | 3.6 | 6
B0756 | Electrical | Suite 2 bath | RECP | 20A TR duplex on protected circuit; exterior WR below | 2 | EA | 0% | 1 | 2 | 5.5 | 11 | 0.12 | 0.24 | 68 | 16.32 | 0 | 27.32 | 25% | 20.49 | 34.15 | Provisional room tally | A105; electrical roomregister | Suite 2 bath : 2 protected_duplex; devicefamilyfinalselection | EST | HOLD - engineering/selection/review | 2 | 0 | 8.25 | 13.75
B0757 | Electrical | Suite 2 bath | LEDW | Wet-location recessed LED with driver / junction box | 1 | EA | 0% | 1 | 1 | 30 | 30 | 0.25 | 0.25 | 68 | 17 | 0 | 47 | 25% | 35.25 | 58.75 | Provisional room tally | A105; electrical roomregister | Suite 2 bath : 1 wet_downlight; devicefamilyfinalselection | EST | HOLD - engineering/selection/review | 1 | 0 | 22.5 | 37.5
B0758 | Electrical | Suite 2 bath | VANLIGHT | Bath vanity fixture | 1 | EA | 0% | 1 | 1 | 95 | 95 | 0.35 | 0.35 | 68 | 23.8 | 0 | 118.8 | 25% | 89.1 | 148.5 | Provisional room tally | A105; electrical roomregister | Suite 2 bath : 1 vanity; devicefamilyfinalselection | EST | HOLD - engineering/selection/review | 1 | 0 | 71.25 | 118.75
B0759 | Electrical | Suite 2 bath | SW | Single-pole decora switch | 3 | EA | 0% | 1 | 3 | 4.5 | 13.5 | 0.1 | 0.3 | 68 | 20.4 | 0 | 33.9 | 25% | 25.42 | 42.38 | Provisional room tally | A105; electrical roomregister | Suite 2 bath : 3 single_pole; devicefamilyfinalselection | EST | HOLD - engineering/selection/review | 3 | 0 | 10.125 | 16.875
B0760 | Electrical | Suite 2 bath | RECBOX | Deep device box with steel-stud mount | 2 | EA | 0% | 1 | 2 | 4.2 | 8.4 | 0.18 | 0.36 | 68 | 24.48 | 0 | 32.88 | 25% | 24.66 | 41.1 | Derived device kit | A105 | 2receptacles,1boxeach;exteriormodifierbelow | EST | HOLD - engineering/selection/review | 2 | 0 | 6.3 | 10.5
B0761 | Electrical | Suite 2 bath | RECPLATE | Receptacle faceplate | 2 | EA | 0% | 1 | 2 | 1.2 | 2.4 | 0.04 | 0.08 | 68 | 5.44 | 0 | 7.84 | 25% | 5.88 | 9.8 | Derived device kit | A105 | Oneperreceptacle;wetlocationscoverupgradebelow | EST | HOLD - engineering/selection/review | 2 | 0 | 1.8 | 3
B0762 | Electrical | Suite 3 bath | RECP | 20A TR duplex on protected circuit; exterior WR below | 2 | EA | 0% | 1 | 2 | 5.5 | 11 | 0.12 | 0.24 | 68 | 16.32 | 0 | 27.32 | 25% | 20.49 | 34.15 | Provisional room tally | A105; electrical roomregister | Suite 3 bath : 2 protected_duplex; devicefamilyfinalselection | EST | HOLD - engineering/selection/review | 2 | 0 | 8.25 | 13.75
B0763 | Electrical | Suite 3 bath | LEDW | Wet-location recessed LED with driver / junction box | 1 | EA | 0% | 1 | 1 | 30 | 30 | 0.25 | 0.25 | 68 | 17 | 0 | 47 | 25% | 35.25 | 58.75 | Provisional room tally | A105; electrical roomregister | Suite 3 bath : 1 wet_downlight; devicefamilyfinalselection | EST | HOLD - engineering/selection/review | 1 | 0 | 22.5 | 37.5
B0764 | Electrical | Suite 3 bath | VANLIGHT | Bath vanity fixture | 1 | EA | 0% | 1 | 1 | 95 | 95 | 0.35 | 0.35 | 68 | 23.8 | 0 | 118.8 | 25% | 89.1 | 148.5 | Provisional room tally | A105; electrical roomregister | Suite 3 bath : 1 vanity; devicefamilyfinalselection | EST | HOLD - engineering/selection/review | 1 | 0 | 71.25 | 118.75
B0765 | Electrical | Suite 3 bath | SW | Single-pole decora switch | 3 | EA | 0% | 1 | 3 | 4.5 | 13.5 | 0.1 | 0.3 | 68 | 20.4 | 0 | 33.9 | 25% | 25.42 | 42.38 | Provisional room tally | A105; electrical roomregister | Suite 3 bath : 3 single_pole; devicefamilyfinalselection | EST | HOLD - engineering/selection/review | 3 | 0 | 10.125 | 16.875
B0766 | Electrical | Suite 3 bath | RECBOX | Deep device box with steel-stud mount | 2 | EA | 0% | 1 | 2 | 4.2 | 8.4 | 0.18 | 0.36 | 68 | 24.48 | 0 | 32.88 | 25% | 24.66 | 41.1 | Derived device kit | A105 | 2receptacles,1boxeach;exteriormodifierbelow | EST | HOLD - engineering/selection/review | 2 | 0 | 6.3 | 10.5
B0767 | Electrical | Suite 3 bath | RECPLATE | Receptacle faceplate | 2 | EA | 0% | 1 | 2 | 1.2 | 2.4 | 0.04 | 0.08 | 68 | 5.44 | 0 | 7.84 | 25% | 5.88 | 9.8 | Derived device kit | A105 | Oneperreceptacle;wetlocationscoverupgradebelow | EST | HOLD - engineering/selection/review | 2 | 0 | 1.8 | 3
B0768 | Electrical | Suite 4 bath | RECP | 20A TR duplex on protected circuit; exterior WR below | 2 | EA | 0% | 1 | 2 | 5.5 | 11 | 0.12 | 0.24 | 68 | 16.32 | 0 | 27.32 | 25% | 20.49 | 34.15 | Provisional room tally | A105; electrical roomregister | Suite 4 bath : 2 protected_duplex; devicefamilyfinalselection | EST | HOLD - engineering/selection/review | 2 | 0 | 8.25 | 13.75
B0769 | Electrical | Suite 4 bath | LEDW | Wet-location recessed LED with driver / junction box | 1 | EA | 0% | 1 | 1 | 30 | 30 | 0.25 | 0.25 | 68 | 17 | 0 | 47 | 25% | 35.25 | 58.75 | Provisional room tally | A105; electrical roomregister | Suite 4 bath : 1 wet_downlight; devicefamilyfinalselection | EST | HOLD - engineering/selection/review | 1 | 0 | 22.5 | 37.5
B0770 | Electrical | Suite 4 bath | VANLIGHT | Bath vanity fixture | 1 | EA | 0% | 1 | 1 | 95 | 95 | 0.35 | 0.35 | 68 | 23.8 | 0 | 118.8 | 25% | 89.1 | 148.5 | Provisional room tally | A105; electrical roomregister | Suite 4 bath : 1 vanity; devicefamilyfinalselection | EST | HOLD - engineering/selection/review | 1 | 0 | 71.25 | 118.75
B0771 | Electrical | Suite 4 bath | SW | Single-pole decora switch | 3 | EA | 0% | 1 | 3 | 4.5 | 13.5 | 0.1 | 0.3 | 68 | 20.4 | 0 | 33.9 | 25% | 25.42 | 42.38 | Provisional room tally | A105; electrical roomregister | Suite 4 bath : 3 single_pole; devicefamilyfinalselection | EST | HOLD - engineering/selection/review | 3 | 0 | 10.125 | 16.875
B0772 | Electrical | Suite 4 bath | RECBOX | Deep device box with steel-stud mount | 2 | EA | 0% | 1 | 2 | 4.2 | 8.4 | 0.18 | 0.36 | 68 | 24.48 | 0 | 32.88 | 25% | 24.66 | 41.1 | Derived device kit | A105 | 2receptacles,1boxeach;exteriormodifierbelow | EST | HOLD - engineering/selection/review | 2 | 0 | 6.3 | 10.5
B0773 | Electrical | Suite 4 bath | RECPLATE | Receptacle faceplate | 2 | EA | 0% | 1 | 2 | 1.2 | 2.4 | 0.04 | 0.08 | 68 | 5.44 | 0 | 7.84 | 25% | 5.88 | 9.8 | Derived device kit | A105 | Oneperreceptacle;wetlocationscoverupgradebelow | EST | HOLD - engineering/selection/review | 2 | 0 | 1.8 | 3
B0774 | Electrical | Master closets | REC | 20A tamper-resistant duplex | 1 | EA | 0% | 1 | 1 | 4.5 | 4.5 | 0.12 | 0.12 | 68 | 8.16 | 0 | 12.66 | 25% | 9.5 | 15.83 | Provisional room tally | A105; electrical roomregister | Master closets : 1 duplex; devicefamilyfinalselection | EST | HOLD - engineering/selection/review | 1 | 0 | 3.375 | 5.625
B0775 | Electrical | Master closets | LED | Recessed LED downlight with driver/ junction box | 4 | EA | 0% | 1 | 4 | 22 | 88 | 0.22 | 0.88 | 68 | 59.84 | 0 | 147.84 | 25% | 110.88 | 184.8 | Provisional room tally | A105; electrical roomregister | Master closets : 4 downlight; devicefamilyfinalselection | EST | HOLD - engineering/selection/review | 4 | 0 | 66 | 110
B0776 | Electrical | Master closets | SW | Single-pole decora switch | 2 | EA | 0% | 1 | 2 | 4.5 | 9 | 0.1 | 0.2 | 68 | 13.6 | 0 | 22.6 | 25% | 16.95 | 28.25 | Provisional room tally | A105; electrical roomregister | Master closets : 2 single_pole; devicefamilyfinalselection | EST | HOLD - engineering/selection/review | 2 | 0 | 6.75 | 11.25
B0777 | Electrical | Master closets | RECBOX | Deep device box with steel-stud mount | 1 | EA | 0% | 1 | 1 | 4.2 | 4.2 | 0.18 | 0.18 | 68 | 12.24 | 0 | 16.44 | 25% | 12.33 | 20.55 | Derived device kit | A105 | 1receptacles,1boxeach;exteriormodifierbelow | EST | HOLD - engineering/selection/review | 1 | 0 | 3.15 | 5.25
B0778 | Electrical | Master closets | RECPLATE | Receptacle faceplate | 1 | EA | 0% | 1 | 1 | 1.2 | 1.2 | 0.04 | 0.04 | 68 | 2.72 | 0 | 3.92 | 25% | 2.94 | 4.9 | Derived device kit | A105 | Oneperreceptacle;wetlocationscoverupgradebelow | EST | HOLD - engineering/selection/review | 1 | 0 | 0.9 | 1.5
B0779 | Electrical | West closets /linen | LED | Recessed LED downlight with driver/ junction box | 4 | EA | 0% | 1 | 4 | 22 | 88 | 0.22 | 0.88 | 68 | 59.84 | 0 | 147.84 | 25% | 110.88 | 184.8 | Provisional room tally | A105; electrical roomregister | West closets /linen: 4 downlight; devicefamilyfinalselection | EST | HOLD - engineering/selection/review | 4 | 0 | 66 | 110
B0780 | Electrical | West closets /linen | SW | Single-pole decora switch | 4 | EA | 0% | 1 | 4 | 4.5 | 18 | 0.1 | 0.4 | 68 | 27.2 | 0 | 45.2 | 25% | 33.9 | 56.5 | Provisional room tally | A105; electrical roomregister | West closets /linen: 4 single_pole; devicefamilyfinalselection | EST | HOLD - engineering/selection/review | 4 | 0 | 13.5 | 22.5
B0781 | Electrical | Entry/halls/dropoff | REC | 20A tamper-resistant duplex | 5 | EA | 0% | 1 | 5 | 4.5 | 22.5 | 0.12 | 0.6 | 68 | 40.8 | 0 | 63.3 | 25% | 47.47 | 79.13 | Provisional room tally | A105; electrical roomregister | Entry/halls/dropoff: 5 duplex; devicefamilyfinalselection | EST | HOLD - engineering/selection/review | 5 | 0 | 16.875 | 28.125
B0782 | Electrical | Entry/halls/dropoff | LED | Recessed LED downlight with driver/ junction box | 7 | EA | 0% | 1 | 7 | 22 | 154 | 0.22 | 1.54 | 68 | 104.72 | 0 | 258.72 | 25% | 194.04 | 323.4 | Provisional room tally | A105; electrical roomregister | Entry/halls/dropoff: 7 downlight; devicefamilyfinalselection | EST | HOLD - engineering/selection/review | 7 | 0 | 115.5 | 192.5
B0783 | Electrical | Entry/halls/dropoff | LEDW | Wet-location recessed LED with driver / junction box | 1 | EA | 0% | 1 | 1 | 30 | 30 | 0.25 | 0.25 | 68 | 17 | 0 | 47 | 25% | 35.25 | 58.75 | Provisional room tally | A105; electrical roomregister | Entry/halls/dropoff: 1 wet_downlight; devicefamilyfinalselection | EST | HOLD - engineering/selection/review | 1 | 0 | 22.5 | 37.5
B0784 | Electrical | Entry/halls/dropoff | SW | Single-pole decora switch | 3 | EA | 0% | 1 | 3 | 4.5 | 13.5 | 0.1 | 0.3 | 68 | 20.4 | 0 | 33.9 | 25% | 25.42 | 42.38 | Provisional room tally | A105; electrical roomregister | Entry/halls/dropoff: 3 single_pole; devicefamilyfinalselection | EST | HOLD - engineering/selection/review | 3 | 0 | 10.125 | 16.875
B0785 | Electrical | Entry/halls/dropoff | SW3 | Three-way decora switch | 4 | EA | 0% | 1 | 4 | 8 | 32 | 0.12 | 0.48 | 68 | 32.64 | 0 | 64.64 | 25% | 48.48 | 80.8 | Provisional room tally | A105; electrical roomregister | Entry/halls/dropoff: 4 three_way; devicefamilyfinalselection | EST | HOLD - engineering/selection/review | 4 | 0 | 24 | 40
B0786 | Electrical | Entry/halls/dropoff | RECBOX | Deep device box with steel-stud mount | 5 | EA | 0% | 1 | 5 | 4.2 | 21 | 0.18 | 0.9 | 68 | 61.2 | 0 | 82.2 | 25% | 61.65 | 102.75 | Derived device kit | A105 | 5receptacles,1boxeach;exteriormodifierbelow | EST | HOLD - engineering/selection/review | 5 | 0 | 15.75 | 26.25
B0787 | Electrical | Entry/halls/dropoff | RECPLATE | Receptacle faceplate | 5 | EA | 0% | 1 | 5 | 1.2 | 6 | 0.04 | 0.2 | 68 | 13.6 | 0 | 19.6 | 25% | 14.7 | 24.5 | Derived device kit | A105 | Oneperreceptacle;wetlocationscoverupgradebelow | EST | HOLD - engineering/selection/review | 5 | 0 | 4.5 | 7.5
B0788 | Electrical | Garage | RECP | 20A TR duplex on protected circuit; exterior WR below | 7 | EA | 0% | 1 | 7 | 5.5 | 38.5 | 0.12 | 0.84 | 68 | 57.12 | 0 | 95.62 | 25% | 71.72 | 119.53 | Provisional room tally | A105; electrical roomregister | Garage: 7 protected_duplex; devicefamilyfinalselection | EST | HOLD - engineering/selection/review | 7 | 0 | 28.875 | 48.125
B0789 | Electrical | Garage | SW | Single-pole decora switch | 2 | EA | 0% | 1 | 2 | 4.5 | 9 | 0.1 | 0.2 | 68 | 13.6 | 0 | 22.6 | 25% | 16.95 | 28.25 | Provisional room tally | A105; electrical roomregister | Garage: 2 single_pole; devicefamilyfinalselection | EST | HOLD - engineering/selection/review | 2 | 0 | 6.75 | 11.25
B0790 | Electrical | Garage | SW3 | Three-way decora switch | 2 | EA | 0% | 1 | 2 | 8 | 16 | 0.12 | 0.24 | 68 | 16.32 | 0 | 32.32 | 25% | 24.24 | 40.4 | Provisional room tally | A105; electrical roomregister | Garage: 2 three_way; devicefamilyfinalselection | EST | HOLD - engineering/selection/review | 2 | 0 | 12 | 20
B0791 | Electrical | Garage | RECBOX | Deep device box with steel-stud mount | 7 | EA | 0% | 1 | 7 | 4.2 | 29.4 | 0.18 | 1.26 | 68 | 85.68 | 0 | 115.08 | 25% | 86.31 | 143.85 | Derived device kit | A105 | 7receptacles,1boxeach;exteriormodifierbelow | EST | HOLD - engineering/selection/review | 7 | 0 | 22.05 | 36.75
B0792 | Electrical | Garage | RECPLATE | Receptacle faceplate | 7 | EA | 0% | 1 | 7 | 1.2 | 8.4 | 0.04 | 0.28 | 68 | 19.04 | 0 | 27.44 | 25% | 20.58 | 34.3 | Derived device kit | A105 | Oneperreceptacle;wetlocationscoverupgradebelow | EST | HOLD - engineering/selection/review | 7 | 0 | 6.3 | 10.5
B0793 | Electrical | Exterior | RECP | 20A TR duplex on protected circuit; exterior WR below | 9 | EA | 0% | 1 | 9 | 5.5 | 49.5 | 0.12 | 1.08 | 68 | 73.44 | 0 | 122.94 | 25% | 92.21 | 153.68 | Provisional room tally | A105; electrical roomregister | Exterior: 9 protected_duplex; devicefamilyfinalselection | EST | HOLD - engineering/selection/review | 9 | 0 | 37.125 | 61.875
B0794 | Electrical | Exterior | SW | Single-pole decora switch | 3 | EA | 0% | 1 | 3 | 4.5 | 13.5 | 0.1 | 0.3 | 68 | 20.4 | 0 | 33.9 | 25% | 25.42 | 42.38 | Provisional room tally | A105; electrical roomregister | Exterior: 3 single_pole; devicefamilyfinalselection | EST | HOLD - engineering/selection/review | 3 | 0 | 10.125 | 16.875
B0795 | Electrical | Exterior | RECBOX | Deep device box with steel-stud mount | 9 | EA | 0% | 1 | 9 | 4.2 | 37.8 | 0.18 | 1.62 | 68 | 110.16 | 0 | 147.96 | 25% | 110.97 | 184.95 | Derived device kit | A105 | 9receptacles,1boxeach;exteriormodifierbelow | EST | HOLD - engineering/selection/review | 9 | 0 | 28.35 | 47.25
B0796 | Electrical | Exterior | RECPLATE | Receptacle faceplate | 9 | EA | 0% | 1 | 9 | 1.2 | 10.8 | 0.04 | 0.36 | 68 | 24.48 | 0 | 35.28 | 25% | 26.46 | 44.1 | Derived device kit | A105 | Oneperreceptacle;wetlocationscoverupgradebelow | EST | HOLD - engineering/selection/review | 9 | 0 | 8.1 | 13.5
B0797 | Electrical | Devices / accessories | SWBOX1 | 1gang switch box | 20 | EA | 0% | 1 | 20 | 4 | 80 | 0.18 | 3.6 | 68 | 244.8 | 0 | 324.8 | 25% | 243.6 | 406 | Provisional | A105; estimatingdevices | 20 single-gang stations | EST | HOLD - engineering/selection/review | 20 | 0 | 60 | 100
B0798 | Electrical | Devices / accessories | SWBOX2 | 2gang switch box | 14 | EA | 0% | 1 | 14 | 6 | 84 | 0.22 | 3.08 | 68 | 209.44 | 0 | 293.44 | 25% | 220.08 | 366.8 | Provisional | A105; estimatingdevices | 14 two-gang stations | EST | HOLD - engineering/selection/review | 14 | 0 | 63 | 105
B0799 | Electrical | Devices / accessories | SWBOX3 | 3gang switch box | 6 | EA | 0% | 1 | 6 | 8 | 48 | 0.26 | 1.56 | 68 | 106.08 | 0 | 154.08 | 25% | 115.56 | 192.6 | Provisional | A105; estimatingdevices | 6 three-gang stations ;capacity66gangs | EST | HOLD - engineering/selection/review | 6 | 0 | 36 | 60
B0800 | Electrical | Devices / accessories | SWPL1 | 1gang switch plate | 20 | EA | 0% | 1 | 20 | 1.2 | 24 | 0.04 | 0.8 | 68 | 54.4 | 0 | 78.4 | 25% | 58.8 | 98 | Provisional | A105; estimatingdevices | Matchingstations | EST | HOLD - engineering/selection/review | 20 | 0 | 18 | 30
B0801 | Electrical | Devices / accessories | SWPL2 | 2gang switch plate | 14 | EA | 0% | 1 | 14 | 2 | 28 | 0.04 | 0.56 | 68 | 38.08 | 0 | 66.08 | 25% | 49.56 | 82.6 | Provisional | A105; estimatingdevices | Matchingstations | EST | HOLD - engineering/selection/review | 14 | 0 | 21 | 35
B0802 | Electrical | Devices / accessories | SWPL3 | 3gang switch plate | 6 | EA | 0% | 1 | 6 | 3 | 18 | 0.05 | 0.3 | 68 | 20.4 | 0 | 38.4 | 25% | 28.8 | 48 | Provisional | A105; estimatingdevices | Matchingstations | EST | HOLD - engineering/selection/review | 6 | 0 | 13.5 | 22.5
B0803 | Electrical | Devices / accessories | DIMUP | Dimmer upgrade premium over basic switch | 12 | EA | 0% | 1 | 12 | 25 | 300 | 0.05 | 0.6 | 68 | 40.8 | 0 | 340.8 | 25% | 255.6 | 426 | Provisional | A105; estimatingdevices | 12switches replacebasics;incrementalpriceonly | EST | HOLD - engineering/selection/review | 12 | 0 | 225 | 375
B0804 | Electrical | Devices / accessories | FANTIMER | Exhaust timer switch upgrade | 5 | EA | 0% | 1 | 5 | 22 | 110 | 0.05 | 0.25 | 68 | 17 | 0 | 127 | 25% | 95.25 | 158.75 | Provisional | A105; estimatingdevices | 5fancontrols;replacesbase switch | EST | HOLD - engineering/selection/review | 5 | 0 | 82.5 | 137.5
B0805 | Electrical | Devices / accessories | WRUP | Weather-resistant receptaclepremium | 9 | EA | 0% | 1 | 9 | 3 | 27 | 0 | 0 | 68 | 0 | 0 | 27 | 25% | 20.25 | 33.75 | Provisional | A105; estimatingdevices | Exterior9protectedreceptacles | EST | HOLD - engineering/selection/review | 9 | 0 | 20.25 | 33.75
B0806 | Electrical | Devices / accessories | WPUP | Weatherproof box/extra-dutycoverupgrade | 9 | EA | 0% | 1 | 9 | 22 | 198 | 0.18 | 1.62 | 68 | 110.16 | 0 | 308.16 | 25% | 231.12 | 385.2 | Provisional | A105; estimatingdevices | Replacesordinarybox/plate;priceincrementonly | EST | HOLD - engineering/selection/review | 9 | 0 | 148.5 | 247.5
B0807 | Electrical | Devices / accessories | GSTRIP | Garage LED linear fixture | 3 | EA | 0% | 1 | 3 | 65 | 195 | 0.35 | 1.05 | 68 | 71.4 | 0 | 266.4 | 25% | 199.8 | 333 | Provisional | A105; estimatingdevices | 3drawnrectangularfixtures | EST | HOLD - engineering/selection/review | 3 | 0 | 146.25 | 243.75
B0808 | Electrical | Devices / accessories | FLOOD | Exterior LED flood | 4 | EA | 0% | 1 | 4 | 85 | 340 | 0.45 | 1.8 | 68 | 122.4 | 0 | 462.4 | 25% | 346.8 | 578 | Provisional | A105; estimatingdevices | 4cornerfloods | EST | HOLD - engineering/selection/review | 4 | 0 | 255 | 425
B0809 | Electrical | Devices / accessories | SCONCE | Exterior wall light | 4 | EA | 0% | 1 | 4 | 110 | 440 | 0.45 | 1.8 | 68 | 122.4 | 0 | 562.4 | 25% | 421.8 | 703 | Provisional | A105; estimatingdevices | 4WPwallfixtures | EST | HOLD - engineering/selection/review | 4 | 0 | 330 | 550
B0810 | Electrical | Devices / accessories | FIXBOX | Octagonal fixture box with support | 22 | EA | 0% | 1 | 22 | 5 | 110 | 0.18 | 3.96 | 68 | 269.28 | 0 | 379.28 | 25% | 284.46 | 474.1 | Provisional | A105; estimatingdevices | Pendant/vanity/exterior/linearboxes;recesseddriverboxesincluded | EST | HOLD - engineering/selection/review | 22 | 0 | 82.5 | 137.5
B0811 | Electrical | Devices / accessories | SMOKE | Hardwired photoelectric smoke/COalarm | 7 | EA | 0% | 1 | 7 | 55 | 385 | 0.25 | 1.75 | 68 | 119 | 0 | 504 | 25% | 378 | 630 | Provisional | A105; estimatingdevices | 4bedrooms+2circulation+study allowance;notcountedcodecompliance | EST | HOLD - engineering/selection/review | 7 | 0 | 288.75 | 481.25
B0812 | Electrical | Devices / accessories | SMBOX | Smoke alarm ceiling box | 7 | EA | 0% | 1 | 7 | 3.5 | 24.5 | 0.15 | 1.05 | 68 | 71.4 | 0 | 95.9 | 25% | 71.93 | 119.88 | Provisional | A105; estimatingdevices | Oneperalarm | EST | HOLD - engineering/selection/review | 7 | 0 | 18.375 | 30.625
B0813 | Electrical | Devices / accessories | FLOORBOX | Completefloorduplextamperresistantbox | 2 | EA | 0% | 1 | 2 | 75 | 150 | 0.55 | 1.1 | 68 | 74.8 | 0 | 224.8 | 25% | 168.6 | 281 | Provisional | A105; estimatingdevices | Great room flooroutletprovision | EST | HOLD - engineering/selection/review | 2 | 0 | 112.5 | 187.5
B0814 | Electrical | Devices / accessories | RANGEOUT | 50A4wirecookingreceptacle/box | 2 | EA | 0% | 1 | 2 | 35 | 70 | 0.4 | 0.8 | 68 | 54.4 | 0 | 124.4 | 25% | 93.3 | 155.5 | Provisional | A105; estimatingdevices | Mainandporchelectriccooking | EST | HOLD - engineering/selection/review | 2 | 0 | 52.5 | 87.5
B0815 | Electrical | Devices / accessories | DRYOUT | 30A4 wire dryer receptacle /box | 1 | EA | 0% | 1 | 1 | 32 | 32 | 0.4 | 0.4 | 68 | 27.2 | 0 | 59.2 | 25% | 44.4 | 74 | Provisional | A105; estimatingdevices | Laundrydryer | EST | HOLD - engineering/selection/review | 1 | 0 | 24 | 40
B0816 | Electrical | Devices / accessories | JBOX | Accessible4 inchsquare junction box /cover | 12 | EA | 0% | 1 | 12 | 7 | 84 | 0.25 | 3 | 68 | 204 | 0 | 288 | 25% | 216 | 360 | Provisional | A105; estimatingdevices | Splices/equipmentconnections | EST | HOLD - engineering/selection/review | 12 | 0 | 63 | 105
B0817 | Electrical | Devices / accessories | NMCON | NM cable clamp connector | 350 | EA | 0% | 1 | 350 | 0.4 | 140 | 0.025 | 8.75 | 68 | 595 | 0 | 735 | 25% | 551.25 | 918.75 | Provisional | A105; estimatingdevices | Panel/boxterminations | EST | HOLD - engineering/selection/review | 350 | 0 | 105 | 175
B0818 | Electrical | Devices / accessories | GROMMET | Steel stud grommet | 650 | EA | 0% | 1 | 650 | 0.3 | 195 | 0.012 | 7.8 | 68 | 530.4 | 0 | 725.4 | 25% | 544.05 | 906.75 | Provisional | A105; estimatingdevices | Steel stud penetrations | EST | HOLD - engineering/selection/review | 650 | 0 | 146.25 | 243.75
B0819 | Electrical | Devices / accessories | NAILPL | Cable protection plate | 160 | EA | 0% | 1 | 160 | 0.65 | 104 | 0.04 | 6.4 | 68 | 435.2 | 0 | 539.2 | 25% | 404.4 | 674 | Provisional | A105; estimatingdevices | Vulnerableframingcrossings | EST | HOLD - engineering/selection/review | 160 | 0 | 78 | 130
B0820 | Electrical | Devices / accessories | STAPLE | Listed cable support /staple | 1500 | EA | 0% | 1 | 1500 | 0.06 | 90 | 0.006 | 9 | 68 | 612 | 0 | 702 | 25% | 526.5 | 877.5 | Provisional | A105; estimatingdevices | Cablelength/ support spacing allowance | EST | HOLD - engineering/selection/review | 1500 | 0 | 67.5 | 112.5
B0821 | Electrical | Devices / accessories | PIGTAIL | Copper ground pigtail /screw | 190 | EA | 0% | 1 | 190 | 0.55 | 104.5 | 0.035 | 6.65 | 68 | 452.2 | 0 | 556.7 | 25% | 417.53 | 695.88 | Provisional | A105; estimatingdevices | Metalboxes/ fixture grounds | EST | HOLD - engineering/selection/review | 190 | 0 | 78.375 | 130.625
B0822 | Electrical | Devices / accessories | WIRENUT | Listed splice connector | 1200 | EA | 0% | 1 | 1200 | 0.12 | 144 | 0.01 | 12 | 68 | 816 | 0 | 960 | 25% | 720 | 1200 | Provisional | A105; estimatingdevices | Device/panel/junctionsplices | EST | HOLD - engineering/selection/review | 1200 | 0 | 108 | 180
B0823 | Electrical | Devices / accessories | SEALE | Electrical penetration sealant | 10 | tube | 0% | 1 | 10 | 18 | 180 | 0.12 | 1.2 | 68 | 81.6 | 0 | 261.6 | 25% | 196.2 | 327 | Provisional | A105; estimatingdevices | Envelope/fireseparationpenetrations | EST | HOLD - engineering/selection/review | 10 | 0 | 135 | 225
B0824 | Electrical | Devices / accessories | LABEL | Circuit/deviceidentificationlabels | 200 | EA | 0% | 1 | 200 | 0.15 | 30 | 0.025 | 5 | 68 | 340 | 0 | 370 | 25% | 277.5 | 462.5 | Provisional | A105; estimatingdevices | Traceability/labeling | EST | HOLD - engineering/selection/review | 200 | 0 | 22.5 | 37.5
B0825 | Electrical | Devices / accessories | DOORBELL | Video-doorbellpowertransformer/chimeprovision | 1 | EA | 0% | 1 | 1 | 75 | 75 | 0.6 | 0.6 | 68 | 40.8 | 0 | 115.8 | 25% | 86.85 | 144.75 | Provisional | A105; estimatingdevices | Ringcamera powerrequested;cameraseparateallowance | EST | HOLD - engineering/selection/review | 1 | 0 | 56.25 | 93.75
B0826 | Electrical | Devices / accessories | BELLWIRE | 18/2 doorbell wire | 70 | LF | 0% | 1 | 70 | 0.18 | 12.6 | 0.012 | 0.84 | 68 | 57.12 | 0 | 69.72 | 25% | 52.29 | 87.15 | Provisional | A105; estimatingdevices | Paneltoentryrouting | EST | HOLD - engineering/selection/review | 70 | 0 | 9.45 | 15.75
B0827 | Electrical | Devices / accessories | RING | Entry powered smart camera allowance | 1 | EA | 0% | 1 | 1 | 150 | 150 | 0.3 | 0.3 | 68 | 20.4 | 0 | 170.4 | 25% | 127.8 | 213 | Provisional | A105; estimatingdevices | A105ownerdeviceallowance | EST | HOLD - engineering/selection/review | 1 | 0 | 112.5 | 187.5
B0828 | Electrical | Devices / accessories | LANDTRANS | Landscape-light transformer/timer | 1 | EA | 0% | 1 | 1 | 180 | 180 | 0.5 | 0.5 | 68 | 34 | 0 | 214 | 25% | 160.5 | 267.5 | Provisional | A105; estimatingdevices | A105 landscape power | EST | HOLD - engineering/selection/review | 1 | 0 | 135 | 225
B0829 | Electrical | Devices / accessories | LANDCABLE | 12/2 landscape LV cable | 200 | LF | 0% | 1 | 200 | 0.55 | 110 | 0.015 | 3 | 68 | 204 | 0 | 314 | 25% | 235.5 | 392.5 | Provisional | A105; estimatingdevices | Provisional4zones*50 ft | EST | HOLD - engineering/selection/review | 200 | 0 | 82.5 | 137.5
B0830 | Electrical | Devices / accessories | LANDLIGHT | Landscape light fixture | 8 | EA | 0% | 1 | 8 | 55 | 440 | 0.3 | 2.4 | 68 | 163.2 | 0 | 603.2 | 25% | 452.4 | 754 | Provisional | A105; estimatingdevices | Owner selection allowance | EST | HOLD - engineering/selection/review | 8 | 0 | 330 | 550
B0831 | Electrical | Branch cable | NM-12/2 | Copper NM-B 12/2 with ground , dry interior | 2686 | LF | 12% | 250 | 3250 | 0.724 | 2353 | 0.014 | 37.604 | 68 | 2557.07 | 0 | 4910.07 | 30% | 3437.05 | 6383.09 | Provisional | Proposedcircuitregister | Sumcircuitnetfeet | P08 | HOLD - engineering/selection/review | 13 | 564 | 1647.1 | 3058.9
B0832 | Electrical | Branch cable | NM-14/2 | Copper NM-B 14/2 with ground , dry interior | 1067 | LF | 12% | 250 | 1250 | 0.496 | 620 | 0.014 | 14.938 | 68 | 1015.78 | 0 | 1635.78 | 30% | 1145.05 | 2126.51 | Provisional | Proposedcircuitregister | Sumcircuitnetfeet | P08 | HOLD - engineering/selection/review | 5 | 183 | 434 | 806
B0833 | Electrical | Branch cable | NM-14/3 | Copper NM-B 14/3 with ground , dry interior | 466 | LF | 12% | 250 | 750 | 0.8 | 600 | 0.014 | 6.524 | 68 | 443.63 | 0 | 1043.63 | 30% | 730.54 | 1356.72 | Provisional | Proposedcircuitregister | Sumcircuitnetfeet +300 ft fan legs / three-way travelers | EST | HOLD - engineering/selection/review | 3 | 284 | 420 | 780
B0834 | Electrical | Branch cable | NM-10/3 | Copper NM-B 10/3 with ground , dry interior | 48 | LF | 12% | 100 | 100 | 2.1 | 210 | 0.026 | 1.248 | 68 | 84.86 | 0 | 294.86 | 30% | 206.4 | 383.32 | Provisional | Proposedcircuitregister | Sumcircuitnetfeet | EST | HOLD - engineering/selection/review | 1 | 52 | 147 | 273
B0835 | Electrical | Branch cable | NM-8/3 | Copper NM-B 8/3 with ground , dry interior | 74 | LF | 12% | 50 | 100 | 3.3 | 330 | 0.026 | 1.924 | 68 | 130.83 | 0 | 460.83 | 30% | 322.58 | 599.08 | Provisional | Proposedcircuitregister | Sumcircuitnetfeet | EST | HOLD - engineering/selection/review | 2 | 26 | 231 | 429
B0836 | Electrical | Branch cable | NM-8/2 | Copper NM-B 8/2 with ground , dry interior | 152 | LF | 12% | 50 | 200 | 2.65 | 530 | 0.026 | 3.952 | 68 | 268.74 | 0 | 798.74 | 30% | 559.12 | 1038.36 | Provisional | Proposedcircuitregister | Sumcircuitnetfeet | EST | HOLD - engineering/selection/review | 4 | 48 | 371 | 689
B0837 | Electrical | Branch cable | NM-6/3 | Copper NM-B 6/3 with ground , dry interior | 49 | LF | 12% | 50 | 100 | 4.8 | 480 | 0.026 | 1.274 | 68 | 86.63 | 0 | 566.63 | 30% | 396.64 | 736.62 | Provisional | Proposedcircuitregister | Sumcircuitnetfeet | EST | HOLD - engineering/selection/review | 2 | 51 | 336 | 624
B0838 | Electrical | Panel breakers | BR-20-1-DF | 20A 1-pole DF breaker , panel family matched | 32 | EA | 0% | 1 | 32 | 96 | 3072 | 0.15 | 4.8 | 68 | 326.4 | 0 | 3398.4 | 25% | 2548.8 | 4248 | Derived provisional | Proposedcircuitregister | 32proposedcircuits;ratingandprotectionengineeringhold | P05 | HOLD - engineering/selection/review | 32 | 0 | 2304 | 3840
B0839 | Electrical | Panel breakers | BR-15-1-DF | 15A 1-pole DF breaker , panel family matched | 7 | EA | 0% | 1 | 7 | 96 | 672 | 0.15 | 1.05 | 68 | 71.4 | 0 | 743.4 | 25% | 557.55 | 929.25 | Derived provisional | Proposedcircuitregister | 7proposedcircuits;ratingandprotectionengineeringhold | EST | HOLD - engineering/selection/review | 7 | 0 | 504 | 840
B0840 | Electrical | Panel breakers | BR-50-2-GFCI | 50A 2-pole GFCI breaker , panel family matched | 2 | EA | 0% | 1 | 2 | 165 | 330 | 0.15 | 0.3 | 68 | 20.4 | 0 | 350.4 | 25% | 262.8 | 438 | Derived provisional | Proposedcircuitregister | 2proposedcircuits;ratingandprotectionengineeringhold | EST | HOLD - engineering/selection/review | 2 | 0 | 247.5 | 412.5
B0841 | Electrical | Panel breakers | BR-40-2-GFCI | 40A 2-pole GFCI breaker , panel family matched | 3 | EA | 0% | 1 | 3 | 165 | 495 | 0.15 | 0.45 | 68 | 30.6 | 0 | 525.6 | 25% | 394.2 | 657 | Derived provisional | Proposedcircuitregister | 3proposedcircuits;ratingandprotectionengineeringhold | EST | HOLD - engineering/selection/review | 3 | 0 | 371.25 | 618.75
B0842 | Electrical | Panel breakers | BR-30-2-GFCI | 30A 2-pole GFCI breaker , panel family matched | 1 | EA | 0% | 1 | 1 | 165 | 165 | 0.15 | 0.15 | 68 | 10.2 | 0 | 175.2 | 25% | 131.4 | 219 | Derived provisional | Proposedcircuitregister | 1proposedcircuits;ratingandprotectionengineeringhold | EST | HOLD - engineering/selection/review | 1 | 0 | 123.75 | 206.25
B0843 | Electrical | Service / feeders / equipment | METER | 200Ameter/socket/service disconnectenclosure | 1 | EA | 0% | 1 | 1 | 650 | 650 | 3 | 3 | 68 | 204 | 0 | 854 | 30% | 597.8 | 1110.2 | Provisional | A105; estimatingcircuitlayout | Service200Aallowance;utilityapprovedequipmentrequired | EST | HOLD - engineering/selection/review | 1 | 0 | 455 | 845
B0844 | Electrical | Service / feeders / equipment | PANEL | 200A60spaceinterior load center /trim | 1 | EA | 0% | 1 | 1 | 450 | 450 | 3 | 3 | 68 | 204 | 0 | 654 | 30% | 457.8 | 850.2 | Provisional | A105; estimatingcircuitlayout | Mpanel60spaces;loadcalculationpending | EST | HOLD - engineering/selection/review | 1 | 0 | 315 | 585
B0845 | Electrical | Service / feeders / equipment | SUBPANEL | 100A24space subpanel/trim | 1 | EA | 0% | 1 | 1 | 180 | 180 | 2 | 2 | 68 | 136 | 0 | 316 | 30% | 221.2 | 410.8 | Provisional | A105; estimatingcircuitlayout | Sparecapacityandshorterbranches;100Afeederloadcheckpending | EST | HOLD - engineering/selection/review | 1 | 0 | 126 | 234
B0846 | Electrical | Service / feeders / equipment | FEEDBR | 100A2pole subpanel feeder breaker | 1 | EA | 0% | 1 | 1 | 80 | 80 | 0.2 | 0.2 | 68 | 13.6 | 0 | 93.6 | 30% | 65.52 | 121.68 | Provisional | A105; estimatingcircuitlayout | Main panel 2spaces | EST | HOLD - engineering/selection/review | 1 | 0 | 56 | 104
B0847 | Electrical | Service / feeders / equipment | SPD | Type2surgeprotective deviceand2polebreaker | 1 | EA | 0% | 1 | 1 | 170 | 170 | 0.6 | 0.6 | 68 | 40.8 | 0 | 210.8 | 30% | 147.56 | 274.04 | Provisional | A105; estimatingcircuitlayout | Main panel 2spacesreserved | EST | HOLD - engineering/selection/review | 1 | 0 | 119 | 221
B0848 | Electrical | Service / feeders / equipment | SERVCU | 2/0copper THWN-2 service conductors | 90 | LF | 0% | 1 | 90 | 5.5 | 495 | 0.025 | 2.25 | 68 | 153 | 0 | 648 | 30% | 453.6 | 842.4 | Provisional | A105; estimatingcircuitlayout | 3conductors*30 ftroute;service200Aprovisional | EST | HOLD - engineering/selection/review | 90 | 0 | 346.5 | 643.5
B0849 | Electrical | Service / feeders / equipment | SERVPVC | 2 inch PVC service conduit | 30 | LF | 0% | 1 | 30 | 2.8 | 84 | 0.1 | 3 | 68 | 204 | 0 | 288 | 30% | 201.6 | 374.4 | Provisional | A105; estimatingcircuitlayout | Meter/service30 ftroute | EST | HOLD - engineering/selection/review | 30 | 0 | 58.8 | 109.2
B0850 | Electrical | Service / feeders / equipment | SERVEL | 2 inch PVC long radius elbow | 4 | EA | 0% | 1 | 4 | 18 | 72 | 0.25 | 1 | 68 | 68 | 0 | 140 | 30% | 98 | 182 | Provisional | A105; estimatingcircuitlayout | Serviceoffsets | EST | HOLD - engineering/selection/review | 4 | 0 | 50.4 | 93.6
B0851 | Electrical | Service / feeders / equipment | SERVCOUP | 2 inch PVC coupling | 6 | EA | 0% | 1 | 6 | 2.2 | 13.2 | 0.1 | 0.6 | 68 | 40.8 | 0 | 54 | 30% | 37.8 | 70.2 | Provisional | A105; estimatingcircuitlayout | Routejoints | EST | HOLD - engineering/selection/review | 6 | 0 | 9.24 | 17.16
B0852 | Electrical | Service / feeders / equipment | SERVAD | 2 inchterminaladapter/bushing | 4 | EA | 0% | 1 | 4 | 4 | 16 | 0.12 | 0.48 | 68 | 32.64 | 0 | 48.64 | 30% | 34.05 | 63.23 | Provisional | A105; estimatingcircuitlayout | Equipmentends | EST | HOLD - engineering/selection/review | 4 | 0 | 11.2 | 20.8
B0853 | Electrical | Service / feeders / equipment | FEEDCU | #3copper THWN2 subpanel feeder | 150 | LF | 0% | 1 | 150 | 2.3 | 345 | 0.02 | 3 | 68 | 204 | 0 | 549 | 30% | 384.3 | 713.7 | Provisional | A105; estimatingcircuitlayout | 3conductors*50 ftroute | EST | HOLD - engineering/selection/review | 150 | 0 | 241.5 | 448.5
B0854 | Electrical | Service / feeders / equipment | FEEDGND | 8AWGcopperfeederground | 50 | LF | 0% | 1 | 50 | 0.85 | 42.5 | 0.012 | 0.6 | 68 | 40.8 | 0 | 83.3 | 30% | 58.31 | 108.29 | Provisional | A105; estimatingcircuitlayout | One*50 ftroute | EST | HOLD - engineering/selection/review | 50 | 0 | 29.75 | 55.25
B0855 | Electrical | Service / feeders / equipment | FEEDPVC | 1-1/2conduitforfeeder | 50 | LF | 0% | 1 | 50 | 1.9 | 95 | 0.09 | 4.5 | 68 | 306 | 0 | 401 | 30% | 280.7 | 521.3 | Provisional | A105; estimatingcircuitlayout | 50 ftroute | EST | HOLD - engineering/selection/review | 50 | 0 | 66.5 | 123.5
B0856 | Electrical | Service / feeders / equipment | FEEDEL | 1-1/2 conduit elbow | 4 | EA | 0% | 1 | 4 | 12 | 48 | 0.22 | 0.88 | 68 | 59.84 | 0 | 107.84 | 30% | 75.49 | 140.19 | Provisional | A105; estimatingcircuitlayout | Fourbends | EST | HOLD - engineering/selection/review | 4 | 0 | 33.6 | 62.4
B0857 | Electrical | Service / feeders / equipment | FEEDFIT | 1-1/2 conduit adapter /coupling | 12 | EA | 0% | 1 | 12 | 2.5 | 30 | 0.1 | 1.2 | 68 | 81.6 | 0 | 111.6 | 30% | 78.12 | 145.08 | Provisional | A105; estimatingcircuitlayout | Jointsandends | EST | HOLD - engineering/selection/review | 12 | 0 | 21 | 39
B0858 | Electrical | Service / feeders / equipment | GROUND | 4AWG bare copper grounding /bonding | 100 | LF | 0% | 1 | 100 | 1.25 | 125 | 0.02 | 2 | 68 | 136 | 0 | 261 | 30% | 182.7 | 339.3 | Provisional | A105; estimatingcircuitlayout | Ufer/rods/waterbondingprovision | EST | HOLD - engineering/selection/review | 100 | 0 | 87.5 | 162.5
B0859 | Electrical | Service / feeders / equipment | ROD | 5/8x8 ft ground rod | 2 | EA | 0% | 1 | 2 | 28 | 56 | 0.5 | 1 | 68 | 68 | 0 | 124 | 30% | 86.8 | 161.2 | Provisional | A105; estimatingcircuitlayout | Grounding electrodesallowance | EST | HOLD - engineering/selection/review | 2 | 0 | 39.2 | 72.8
B0860 | Electrical | Service / feeders / equipment | RODCLAMP | Listed ground rod clamp | 2 | EA | 0% | 1 | 2 | 8 | 16 | 0.08 | 0.16 | 68 | 10.88 | 0 | 26.88 | 30% | 18.82 | 34.94 | Provisional | A105; estimatingcircuitlayout | Oneperrod | EST | HOLD - engineering/selection/review | 2 | 0 | 11.2 | 20.8
B0861 | Electrical | Service / feeders / equipment | BONDCLAMP | Ground/bondclamp | 4 | EA | 0% | 1 | 4 | 12 | 48 | 0.1 | 0.4 | 68 | 27.2 | 0 | 75.2 | 30% | 52.64 | 97.76 | Provisional | A105; estimatingcircuitlayout | Foundation/metalservices | EST | HOLD - engineering/selection/review | 4 | 0 | 33.6 | 62.4
B0862 | Electrical | Service / feeders / equipment | GBAR | Subpanelisolated ground bar | 1 | EA | 0% | 1 | 1 | 18 | 18 | 0.3 | 0.3 | 68 | 20.4 | 0 | 38.4 | 30% | 26.88 | 49.92 | Provisional | A105; estimatingcircuitlayout | One | EST | HOLD - engineering/selection/review | 1 | 0 | 12.6 | 23.4
B0863 | Electrical | Service / feeders / equipment | BONDJ | Enclosure bonding jumper / lugs | 4 | EA | 0% | 1 | 4 | 12 | 48 | 0.12 | 0.48 | 68 | 32.64 | 0 | 80.64 | 30% | 56.45 | 104.83 | Provisional | A105; estimatingcircuitlayout | Serviceequipment | EST | HOLD - engineering/selection/review | 4 | 0 | 33.6 | 62.4
B0864 | Electrical | Service / feeders / equipment | DISC | 60A non-fusible HPdisconnect | 1 | EA | 0% | 1 | 1 | 32 | 32 | 0.5 | 0.5 | 68 | 34 | 0 | 66 | 30% | 46.2 | 85.8 | Provisional | A105; estimatingcircuitlayout | HP1 | EST | HOLD - engineering/selection/review | 1 | 0 | 22.4 | 41.6
B0865 | Electrical | Service / feeders / equipment | DISCWH | 2pole WH local disconnect | 1 | EA | 0% | 1 | 1 | 35 | 35 | 0.4 | 0.4 | 68 | 27.2 | 0 | 62.2 | 30% | 43.54 | 80.86 | Provisional | A105; estimatingcircuitlayout | WH1 | EST | HOLD - engineering/selection/review | 1 | 0 | 24.5 | 45.5
B0866 | Electrical | Service / feeders / equipment | DISCAHU | AHU local disconnect | 1 | EA | 0% | 1 | 1 | 35 | 35 | 0.4 | 0.4 | 68 | 27.2 | 0 | 62.2 | 30% | 43.54 | 80.86 | Provisional | A105; estimatingcircuitlayout | AHU1 | EST | HOLD - engineering/selection/review | 1 | 0 | 24.5 | 45.5
B0867 | Electrical | Service / feeders / equipment | LFNC | 3/4liquidtightconduit | 30 | LF | 0% | 1 | 30 | 1.2 | 36 | 0.05 | 1.5 | 68 | 102 | 0 | 138 | 30% | 96.6 | 179.4 | Provisional | A105; estimatingcircuitlayout | 3equipmentwhips*10 ft | EST | HOLD - engineering/selection/review | 30 | 0 | 25.2 | 46.8
B0868 | Electrical | Service / feeders / equipment | LFNCCON | 3/4liquidtightconnector | 6 | EA | 0% | 1 | 6 | 4 | 24 | 0.12 | 0.72 | 68 | 48.96 | 0 | 72.96 | 30% | 51.07 | 94.85 | Provisional | A105; estimatingcircuitlayout | 2perwhip | EST | HOLD - engineering/selection/review | 6 | 0 | 16.8 | 31.2
B0869 | Electrical | Service / feeders / equipment | WHIPCU | 8AWGcopper THWN-2whipconductors | 60 | LF | 0% | 1 | 60 | 0.85 | 51 | 0.012 | 0.72 | 68 | 48.96 | 0 | 99.96 | 30% | 69.97 | 129.95 | Provisional | A105; estimatingcircuitlayout | 2hotconductors*3*10 ft | EST | HOLD - engineering/selection/review | 60 | 0 | 35.7 | 66.3
B0870 | Electrical | Service / feeders / equipment | WHIPGND | 10AWGcopperwhipground | 30 | LF | 0% | 1 | 30 | 0.45 | 13.5 | 0.012 | 0.36 | 68 | 24.48 | 0 | 37.98 | 30% | 26.59 | 49.37 | Provisional | A105; estimatingcircuitlayout | 3*10 ftgrounds | EST | HOLD - engineering/selection/review | 30 | 0 | 9.45 | 17.55
B0871 | Electrical | Service / feeders / equipment | EXTCOND | 3/4exterior PVCconduit | 140 | LF | 0% | 1 | 140 | 0.8 | 112 | 0.07 | 9.8 | 68 | 666.4 | 0 | 778.4 | 30% | 544.88 | 1011.92 | Provisional | A105; estimatingcircuitlayout | Exteriorpower/Christmasroutes;NMterminatedinside | EST | HOLD - engineering/selection/review | 140 | 0 | 78.4 | 145.6
B0872 | Electrical | Service / feeders / equipment | EXTWIRE | 12AWGTHWN-2exteriorconductors | 420 | LF | 0% | 1 | 420 | 0.25 | 105 | 0.008 | 3.36 | 68 | 228.48 | 0 | 333.48 | 30% | 233.44 | 433.52 | Provisional | A105; estimatingcircuitlayout | 3conductors*140 ftexteriorroute | EST | HOLD - engineering/selection/review | 420 | 0 | 73.5 | 136.5
B0873 | Electrical | Service / feeders / equipment | EXTFIT | 3/4 PVC coupling /adapter | 30 | EA | 0% | 1 | 30 | 0.8 | 24 | 0.08 | 2.4 | 68 | 163.2 | 0 | 187.2 | 30% | 131.04 | 243.36 | Provisional | A105; estimatingcircuitlayout | Conduitends/joints | EST | HOLD - engineering/selection/review | 30 | 0 | 16.8 | 31.2
B0874 | Electrical | Service / feeders / equipment | EXTEL | 3/4PVC 90 elbow | 12 | EA | 0% | 1 | 12 | 2.5 | 30 | 0.15 | 1.8 | 68 | 122.4 | 0 | 152.4 | 30% | 106.68 | 198.12 | Provisional | A105; estimatingcircuitlayout | Exteriorroutebends | EST | HOLD - engineering/selection/review | 12 | 0 | 21 | 39
B0875 | Electrical | Service / feeders / equipment | STRAPE | Conduit straps | 80 | EA | 0% | 1 | 80 | 0.5 | 40 | 0.06 | 4.8 | 68 | 326.4 | 0 | 366.4 | 30% | 256.48 | 476.32 | Provisional | A105; estimatingcircuitlayout | Service/feeder/exterior | EST | HOLD - engineering/selection/review | 80 | 0 | 28 | 52
B0876 | Electrical | Service / feeders / equipment | DUCTSEAL | Electrical ductseal | 4 | LB | 0% | 1 | 4 | 5 | 20 | 0.1 | 0.4 | 68 | 27.2 | 0 | 47.2 | 30% | 33.04 | 61.36 | Provisional | A105; estimatingcircuitlayout | Entrysealing | EST | HOLD - engineering/selection/review | 4 | 0 | 14 | 26
B0877 | Electrical | Service / feeders / equipment | ETEST | Continuity/polarity/protection/torque tests | 1 | activity | 0% | 1 | 1 | 0 | 0 | 20 | 20 | 68 | 1360 | 200 | 1560 | 30% | 1092 | 2028 | Provisional | A105; estimatingcircuitlayout | Electrical commissioning;testequipment200 | EST | HOLD - engineering/selection/review | 1 | 0 | 0 | 0
B0878 | Electrical | Service / feeders / equipment | ECOORD | Circuit layout / owner walkthrough /as-built | 1 | activity | 0% | 1 | 1 | 0 | 0 | 20 | 20 | 68 | 1360 | 0 | 1360 | 30% | 952 | 1768 | Provisional | A105; estimatingcircuitlayout | Walkthroughplusdevice/circuitlabelrecords | EST | HOLD - engineering/selection/review | 1 | 0 | 0 | 0
B0879 | Electrical | Low voltage | CAT6 | Cat6riser-rated UTPcable | 1200 | LF | 0% | 1000 | 2000 | 0.23 | 460 | 0.009 | 10.8 | 68 | 734.4 | 0 | 1194.4 | 25% | 895.8 | 1493 | Provisional | OwnerlocationsperA105 | 8dataruns*150 ft;networkelectronicsnotincluded | EST | HOLD - engineering/selection/review | 2 | 800 | 345 | 575
B0880 | Electrical | Low voltage | DATJACK | Cat6keystonejack | 16 | EA | 0% | 1 | 16 | 4 | 64 | 0.12 | 1.92 | 68 | 130.56 | 0 | 194.56 | 25% | 145.92 | 243.2 | Provisional | OwnerlocationsperA105 | 8dataruns*150 ft;networkelectronicsnotincluded | EST | HOLD - engineering/selection/review | 16 | 0 | 48 | 80
B0881 | Electrical | Low voltage | DATBOX | Low voltage bracket/plate | 8 | EA | 0% | 1 | 8 | 5 | 40 | 0.18 | 1.44 | 68 | 97.92 | 0 | 137.92 | 25% | 103.44 | 172.4 | Provisional | OwnerlocationsperA105 | 8dataruns*150 ft;networkelectronicsnotincluded | EST | HOLD - engineering/selection/review | 8 | 0 | 30 | 50
B0882 | Electrical | Low voltage | PATCH | 16portpatchpanel | 1 | EA | 0% | 1 | 1 | 55 | 55 | 0.5 | 0.5 | 68 | 34 | 0 | 89 | 25% | 66.75 | 111.25 | Provisional | OwnerlocationsperA105 | 8dataruns*150 ft;networkelectronicsnotincluded | EST | HOLD - engineering/selection/review | 1 | 0 | 41.25 | 68.75
B0883 | Electrical | Low voltage | DATCAB | Structuredmediacabinet | 1 | EA | 0% | 1 | 1 | 110 | 110 | 0.8 | 0.8 | 68 | 54.4 | 0 | 164.4 | 25% | 123.3 | 205.5 | Provisional | OwnerlocationsperA105 | 8dataruns*150 ft;networkelectronicsnotincluded | EST | HOLD - engineering/selection/review | 1 | 0 | 82.5 | 137.5
B0884 | Electrical | Low voltage | DATCON | 1 inchcommunicationsconduit | 80 | LF | 0% | 10 | 80 | 0.65 | 52 | 0.06 | 4.8 | 68 | 326.4 | 0 | 378.4 | 25% | 283.8 | 473 | Provisional | OwnerlocationsperA105 | 8dataruns*150 ft;networkelectronicsnotincluded | EST | HOLD - engineering/selection/review | 8 | 0 | 39 | 65
B0885 | Electrical | Low voltage | DATFIT | 1 inch conduit fittings | 16 | EA | 0% | 1 | 16 | 1.5 | 24 | 0.1 | 1.6 | 68 | 108.8 | 0 | 132.8 | 25% | 99.6 | 166 | Provisional | OwnerlocationsperA105 | 8dataruns*150 ft;networkelectronicsnotincluded | EST | HOLD - engineering/selection/review | 16 | 0 | 18 | 30
B0886 | Electrical | Low voltage | DATTST | Datacabletestandlabel | 8 | run | 0% | 1 | 8 | 0 | 0 | 0.25 | 2 | 68 | 136 | 0 | 136 | 25% | 102 | 170 | Provisional | OwnerlocationsperA105 | 8dataruns*150 ft;networkelectronicsnotincluded | EST | HOLD - engineering/selection/review | 8 | 0 | 0 | 0
B0887 | Appliances | Owner selection | REF | Refrigerator | 2 | EA | 0% | 1 | 2 | 1700 | 3400 | 0.5 | 1 | 50 | 50 | 0 | 3450 | 35% | 2242.5 | 4657.5 | Counted / provisionalselection | A102/A105 | Delivery/unpack/positiononly;MEPconnectionselsewhere | EST | VERIFY quantity / selection before order | 2 | 0 | 2210 | 4590
B0888 | Appliances | Owner selection | DW | Dishwasher | 2 | EA | 0% | 1 | 2 | 700 | 1400 | 0.4 | 0.8 | 50 | 40 | 0 | 1440 | 35% | 936 | 1944 | Counted / provisionalselection | A102/A105 | Delivery/unpack/positiononly;MEPconnectionselsewhere | EST | VERIFY quantity / selection before order | 2 | 0 | 910 | 1890
B0889 | Appliances | Owner selection | RANGE | Main electric range | 1 | EA | 0% | 1 | 1 | 1600 | 1600 | 0.5 | 0.5 | 50 | 25 | 0 | 1625 | 35% | 1056.25 | 2193.75 | Counted / provisionalselection | A102/A105 | Delivery/unpack/positiononly;MEPconnectionselsewhere | EST | VERIFY quantity / selection before order | 1 | 0 | 1040 | 2160
B0890 | Appliances | Owner selection | COOKTOP | Porch electric cooktop | 1 | EA | 0% | 1 | 1 | 800 | 800 | 0.5 | 0.5 | 50 | 25 | 0 | 825 | 35% | 536.25 | 1113.75 | Counted / provisionalselection | A102/A105 | Delivery/unpack/positiononly;MEPconnectionselsewhere | EST | VERIFY quantity / selection before order | 1 | 0 | 520 | 1080
B0891 | Appliances | Owner selection | MICRO | Microwave | 2 | EA | 0% | 1 | 2 | 300 | 600 | 0.3 | 0.6 | 50 | 30 | 0 | 630 | 35% | 409.5 | 850.5 | Counted / provisionalselection | A102/A105 | Delivery/unpack/positiononly;MEPconnectionselsewhere | EST | VERIFY quantity / selection before order | 2 | 0 | 390 | 810
B0892 | Appliances | Owner selection | WINE | Wine cooler | 1 | EA | 0% | 1 | 1 | 600 | 600 | 0.3 | 0.3 | 50 | 15 | 0 | 615 | 35% | 399.75 | 830.25 | Counted / provisionalselection | A102/A105 | Delivery/unpack/positiononly;MEPconnectionselsewhere | EST | VERIFY quantity / selection before order | 1 | 0 | 390 | 810
B0893 | Appliances | Owner selection | HOODAPP | Cooking hood appliance | 2 | EA | 0% | 1 | 2 | 500 | 1000 | 0.5 | 1 | 50 | 50 | 0 | 1050 | 35% | 682.5 | 1417.5 | Counted / provisionalselection | A102/A105 | Delivery/unpack/positiononly;MEPconnectionselsewhere | EST | VERIFY quantity / selection before order | 2 | 0 | 650 | 1350
B0894 | Appliances | Owner selection | WASHER | Clothes washer | 1 | EA | 0% | 1 | 1 | 850 | 850 | 0.4 | 0.4 | 50 | 20 | 0 | 870 | 35% | 565.5 | 1174.5 | Counted / provisionalselection | A102/A105 | Delivery/unpack/positiononly;MEPconnectionselsewhere | EST | VERIFY quantity / selection before order | 1 | 0 | 552.5 | 1147.5
B0895 | Appliances | Owner selection | DRYER | Electric dryer | 1 | EA | 0% | 1 | 1 | 800 | 800 | 0.4 | 0.4 | 50 | 20 | 0 | 820 | 35% | 533 | 1107 | Counted / provisionalselection | A102/A105 | Delivery/unpack/positiononly;MEPconnectionselsewhere | EST | VERIFY quantity / selection before order | 1 | 0 | 520 | 1080
B0896 | General | Internal delivery | SUPERVISE | Internal working superintendent | 480 | HR | 0% | 1 | 480 | 0 | 0 | 1 | 480 | 60 | 28800 | 0 | 28800 | 35% | 18720 | 38880 | Provisional | Estimatingbasis | 24weeks*20hr;tradeproductivehoursseparate | EST | VERIFY quantity / selection before order | 480 | 0 | 0 | 0
B0897 | General | Internal delivery | COORD | Procurement/scheduling/ project admin | 160 | HR | 0% | 1 | 160 | 0 | 0 | 1 | 160 | 60 | 9600 | 0 | 9600 | 35% | 6240 | 12960 | Provisional | Estimatingbasis | 24weeks~6.7hr | EST | VERIFY quantity / selection before order | 160 | 0 | 0 | 0
B0898 | General | Internal delivery | TEMPPOWER | Temporary power pole /service/rental | 1 | service | 0% | 1 | 1 | 0 | 0 | 8 | 8 | 60 | 480 | 1400 | 1880 | 35% | 1222 | 2538 | Provisional | Estimatingbasis | Temporaryserviceallowance;utilitypermanentfeesexcluded | EST | VERIFY quantity / selection before order | 1 | 0 | 0 | 0
B0899 | General | Internal delivery | TEMPWATER | Temporary water /hoses | 1 | kit | 0% | 1 | 1 | 250 | 250 | 4 | 4 | 60 | 240 | 0 | 490 | 35% | 318.5 | 661.5 | Provisional | Estimatingbasis | One | EST | VERIFY quantity / selection before order | 1 | 0 | 162.5 | 337.5
B0900 | General | Internal delivery | TOILET | Portable toilet rental | 6 | month | 0% | 1 | 6 | 0 | 0 | 0 | 0 | 60 | 0 | 1080 | 1080 | 35% | 702 | 1458 | Provisional | Estimatingbasis | 6months | EST | VERIFY quantity / selection before order | 6 | 0 | 0 | 0
B0901 | General | Internal delivery | DUMP | Waste containers /hauls | 6 | load | 0% | 1 | 6 | 0 | 0 | 0 | 0 | 60 | 0 | 3300 | 3300 | 35% | 2145 | 4455 | Provisional | Estimatingbasis | 6pulls | EST | VERIFY quantity / selection before order | 6 | 0 | 0 | 0
B0902 | General | Internal delivery | LIFT | Scissor lift rental | 4 | week | 0% | 1 | 4 | 0 | 0 | 0 | 0 | 60 | 0 | 2000 | 2000 | 35% | 1300 | 2700 | Provisional | Estimatingbasis | Highceilings;scaffoldseparate | EST | VERIFY quantity / selection before order | 4 | 0 | 0 | 0
B0903 | General | Internal delivery | FREIGHT | Bulk freight /deliveryreserve | 1 | service | 0% | 1 | 1 | 0 | 0 | 0 | 0 | 60 | 0 | 3500 | 3500 | 35% | 2275 | 4725 | Provisional | Estimatingbasis | Materialsrateexcludesdeliveryexceptsupplierstatedincluded | EST | VERIFY quantity / selection before order | 1 | 0 | 0 | 0
B0904 | General | Internal delivery | CLEAN | Final construction clean | 3797 | SF | 0% | 1 | 3797 | 0.08 | 303.76 | 0.012 | 45.564 | 60 | 2733.84 | 0 | 3037.6 | 35% | 1974.44 | 4100.76 | Provisional | Estimatingbasis | 3797 SF | EST | VERIFY quantity / selection before order | 3797 | 0 | 197.444 | 410.076
B0905 | General | Internal delivery | PROTECT | Floor surface protection | 3122 | SF | 0% | 1 | 3122 | 0.2 | 624.4 | 0.008 | 24.976 | 60 | 1498.56 | 0 | 2122.96 | 35% | 1379.92 | 2866 | Provisional | Estimatingbasis | Finisharea | EST | VERIFY quantity / selection before order | 3122 | 0 | 405.86 | 842.94
B0906 | General | Internal delivery | SMALLTOOLS | Small tool wear /PPE/sawblades | 1 | kit | 0% | 1 | 1 | 1800 | 1800 | 0 | 0 | 60 | 0 | 0 | 1800 | 35% | 1170 | 2430 | Provisional | Estimatingbasis | Whole job consumablesnotitemizedelsewhere | EST | VERIFY quantity / selection before order | 1 | 0 | 1170 | 2430
B0907 | General | Internal delivery | PERMIT | Permit / impact / utility fees provisional reserve | 1 | allowance | 0% | 1 | 1 | 0 | 0 | 0 | 0 | 60 | 0 | 12000 | 12000 | 35% | 7800 | 16200 | Provisional | Estimatingbasis | Allowance ONLY;noapprovedfeeschedule/sitebasis | EST | VERIFY quantity / selection before order | 1 | 0 | 0 | 0
B0908 | General | Internal delivery | BUILDTEST | Blowerdoor/finaltestingservice | 1 | service | 0% | 1 | 1 | 0 | 0 | 0 | 0 | 60 | 0 | 500 | 500 | 35% | 325 | 675 | Provisional | Estimatingbasis | One | EST | VERIFY quantity / selection before order | 1 | 0 | 0 | 0
B0909 | General | Internal delivery | SHOP | Additional MEP / shop engineering reserve | 1 | service | 0% | 1 | 1 | 0 | 0 | 0 | 0 | 60 | 0 | 4000 | 4000 | 35% | 2600 | 5400 | Provisional | Estimatingbasis | Electrical /MEPcoordinationandclarification;originaldesignfeesexcluded | EST | VERIFY quantity / selection before order | 1 | 0 | 0 | 0
B0910 | Plumbing | Water distribution | CTEE-1.5-0.5 | CPVC CTS 1.5x1.5x0.5 reducing tee | 31 | EA | 0% | 1 | 31 | 8 | 248 | 0.18 | 5.58 | 68 | 379.44 | 0 | 627.44 | 25% | 470.58 | 784.3 | Derived provisionalfittings | Fixturefeedroutes | 31branchfeedstohot/coldheaders;matching CTSfamily | EST | HOLD - engineering/selection/review | 31 | 0 | 186 | 310
B0911 | Plumbing | Water distribution | CTEE-1-0.5 | CPVC CTS 1x1x0.5 reducing tee | 6 | EA | 0% | 1 | 6 | 5 | 30 | 0.18 | 1.08 | 68 | 73.44 | 0 | 103.44 | 25% | 77.58 | 129.3 | Derived provisionalfittings | Fixturefeedroutes | 6branchfeedstohot/coldheaders;matching CTSfamily | EST | HOLD - engineering/selection/review | 6 | 0 | 22.5 | 37.5
B0912 | Plumbing | Water distribution | CTEE-0.75-0.5 | CPVC CTS 0.75x0.75x0.5 reducing tee | 1 | EA | 0% | 1 | 1 | 5 | 5 | 0.18 | 0.18 | 68 | 12.24 | 0 | 17.24 | 25% | 12.93 | 21.55 | Derived provisionalfittings | Fixturefeedroutes | 1branchfeedstohot/coldheaders;matching CTSfamily | EST | HOLD - engineering/selection/review | 1 | 0 | 3.75 | 6.25
B0913 | Plumbing | Water distribution | CTEE-1.5-0.75 | CPVC CTS 1.5x1.5x0.75 reducing tee | 5 | EA | 0% | 1 | 5 | 8 | 40 | 0.18 | 0.9 | 68 | 61.2 | 0 | 101.2 | 25% | 75.9 | 126.5 | Derived provisionalfittings | Fixturefeedroutes | 5branchfeedstohot/coldheaders;matching CTSfamily | EST | HOLD - engineering/selection/review | 5 | 0 | 30 | 50
B0914 | Mechanical | Supply terminal tails | FLEX6 | R8 flex duct 6 inch round | 28 | LF | 5% | 25 | 50 | 2.5 | 125 | 0.06 | 1.68 | 68 | 114.24 | 0 | 239.24 | 25% | 179.43 | 299.05 | Provisional | MH401/MH601 | 7 supplies *4 ft, below6 ftmax;noextra terminal rigid duct | EST | HOLD - engineering/selection/review | 2 | 22 | 93.75 | 156.25
B0915 | Mechanical | Supply terminal tails | COLLAR6 | Round6 inch-to- rectangular neck adapter | 7 | EA | 0% | 1 | 7 | 18 | 126 | 0.2 | 1.4 | 68 | 95.2 | 0 | 221.2 | 25% | 165.9 | 276.5 | Provisional | MH401/MH601 | Onetofinalboot; terminal damper pricedseparately | EST | HOLD - engineering/selection/review | 7 | 0 | 94.5 | 157.5
B0916 | Mechanical | Supply terminal tails | FLEXCLAMP6 | Flex duct clamp 6 inch | 14 | EA | 0% | 1 | 14 | 2 | 28 | 0.06 | 0.84 | 68 | 57.12 | 0 | 85.12 | 25% | 63.84 | 106.4 | Provisional | MH401/MH601 | Twoendclampspertail | EST | HOLD - engineering/selection/review | 14 | 0 | 21 | 35
B0917 | Mechanical | Supply terminal tails | FLEX8 | R8 flex duct 8 inch round | 32 | LF | 5% | 25 | 50 | 3 | 150 | 0.06 | 1.92 | 68 | 130.56 | 0 | 280.56 | 25% | 210.42 | 350.7 | Provisional | MH401/MH601 | 8 supplies *4 ft, below6 ftmax;noextra terminal rigid duct | EST | HOLD - engineering/selection/review | 2 | 18 | 112.5 | 187.5
B0918 | Mechanical | Supply terminal tails | COLLAR8 | Round8 inch-to- rectangular neck adapter | 8 | EA | 0% | 1 | 8 | 18 | 144 | 0.2 | 1.6 | 68 | 108.8 | 0 | 252.8 | 25% | 189.6 | 316 | Provisional | MH401/MH601 | Onetofinalboot; terminal damper pricedseparately | EST | HOLD - engineering/selection/review | 8 | 0 | 108 | 180
B0919 | Mechanical | Supply terminal tails | FLEXCLAMP8 | Flex duct clamp 8 inch | 16 | EA | 0% | 1 | 16 | 2 | 32 | 0.06 | 0.96 | 68 | 65.28 | 0 | 97.28 | 25% | 72.96 | 121.6 | Provisional | MH401/MH601 | Twoendclampspertail | EST | HOLD - engineering/selection/review | 16 | 0 | 24 | 40
B0920 | Mechanical | D-01 designhold | D01EQ | D-01 unclassified150 CFMdevice allowance | 1 | EA | 0% | 1 | 1 | 850 | 850 | 2 | 2 | 68 | 136 | 0 | 986 | 50% | 493 | 1479 | Provisional | MG101/MH101/MH401 | Equipmenttype/modelundefined;allowancekeepsscopevisible;confirmwhetherdehumidifier/ventilationdevice | EST | HOLD - engineering/selection/review | 1 | 0 | 425 | 1275
B0921 | Mechanical | D-01 designhold | D01DUCT | D-01 connectionductprovision8 inch | 25 | LF | 0% | 1 | 25 | 8 | 200 | 0.12 | 3 | 68 | 204 | 0 | 404 | 50% | 202 | 606 | Provisional | MG101/MH101/MH401 | Equipmenttype/modelundefined;allowancekeepsscopevisible;confirmwhetherdehumidifier/ventilationdevice | EST | HOLD - engineering/selection/review | 25 | 0 | 100 | 300
B0922 | Mechanical | D-01 designhold | D01CTL | D-01 control/intake/filter connection provision | 1 | kit | 0% | 1 | 1 | 250 | 250 | 1 | 1 | 68 | 68 | 0 | 318 | 50% | 159 | 477 | Provisional | MG101/MH101/MH401 | Equipmenttype/modelundefined;allowancekeepsscopevisible;confirmwhetherdehumidifier/ventilationdevice | EST | HOLD - engineering/selection/review | 1 | 0 | 125 | 375
B0923 | Mechanical | D-01 designhold | D01DRAIN | D-01 drain connection provision | 20 | LF | 0% | 1 | 20 | 1.5 | 30 | 0.06 | 1.2 | 68 | 81.6 | 0 | 111.6 | 50% | 55.8 | 167.4 | Provisional | MG101/MH101/MH401 | Equipmenttype/modelundefined;allowancekeepsscopevisible;confirmwhetherdehumidifier/ventilationdevice | EST | HOLD - engineering/selection/review | 20 | 0 | 15 | 45
B0924 | Finishes | Frontaccentpanels | STONE | Decorative front-elevation stone veneer | 250 | SF | 10% | 1 | 275 | 9 | 2475 | 0.1 | 25 | 48 | 1200 | 0 | 3675 | 35% | 2388.75 | 4961.25 | Provisional | A103front elevation | 250 SFscaledfrontportal/featurebandallowance;subtracts250 SFstuccofinishbelow | EST | VERIFY quantity / selection before order | 275 | 25 | 1608.75 | 3341.25
B0925 | Finishes | Frontaccentpanels | STONEM | Stone veneer setting mortar80lb | 18 | bag | 0% | 1 | 18 | 20 | 360 | 0.2 | 3.6 | 48 | 172.8 | 0 | 532.8 | 35% | 346.32 | 719.28 | Provisional | A103front elevation | 250 SFscaledfrontportal/featurebandallowance;subtracts250 SFstuccofinishbelow | EST | VERIFY quantity / selection before order | 18 | 0 | 234 | 486
B0926 | Finishes | Frontaccentpanels | STONEL | Stone veneer lath/anchors | 250 | SF | 0% | 1 | 250 | 1.2 | 300 | 0.02 | 5 | 48 | 240 | 0 | 540 | 35% | 351 | 729 | Provisional | A103front elevation | 250 SFscaledfrontportal/featurebandallowance;subtracts250 SFstuccofinishbelow | EST | VERIFY quantity / selection before order | 250 | 0 | 195 | 405
B0927 | Plumbing | Detail completion | WHTEE | 3/4lead-free water heater connection tee | 3 | EA | 0% | 1 | 3 | 8 | 24 | 0.15 | 0.45 | 68 | 30.6 | 0 | 54.6 | 25% | 40.95 | 68.25 | Provisional | PP501/MH501/PG001 | Explicitdetailaccessoryprovision;finalhardware/submittalcoordination | EST | HOLD - engineering/selection/review | 3 | 0 | 18 | 30
B0928 | Plumbing | Detail completion | WHUNION | 3/4 water heater union /adapter | 4 | EA | 0% | 1 | 4 | 12 | 48 | 0.15 | 0.6 | 68 | 40.8 | 0 | 88.8 | 25% | 66.6 | 111 | Provisional | PP501/MH501/PG001 | Explicitdetailaccessoryprovision;finalhardware/submittalcoordination | EST | HOLD - engineering/selection/review | 4 | 0 | 36 | 60
B0929 | Plumbing | Detail completion | WHTEMP | Water heater temperature gauge / well | 1 | EA | 0% | 1 | 1 | 28 | 28 | 0.2 | 0.2 | 68 | 13.6 | 0 | 41.6 | 25% | 31.2 | 52 | Provisional | PP501/MH501/PG001 | Explicitdetailaccessoryprovision;finalhardware/submittalcoordination | EST | HOLD - engineering/selection/review | 1 | 0 | 21 | 35
B0930 | Plumbing | Detail completion | WHCHECK | 3/4checkvalve water heater provision | 1 | EA | 0% | 1 | 1 | 25 | 25 | 0.2 | 0.2 | 68 | 13.6 | 0 | 38.6 | 25% | 28.95 | 48.25 | Provisional | PP501/MH501/PG001 | Explicitdetailaccessoryprovision;finalhardware/submittalcoordination | EST | HOLD - engineering/selection/review | 1 | 0 | 18.75 | 31.25
B0931 | Plumbing | Detail completion | WHBYP | Water shutoff sensor bypass / adapter provision | 1 | kit | 0% | 1 | 1 | 120 | 120 | 0.6 | 0.6 | 68 | 40.8 | 0 | 160.8 | 25% | 120.6 | 201 | Provisional | PP501/MH501/PG001 | Explicitdetailaccessoryprovision;finalhardware/submittalcoordination | EST | HOLD - engineering/selection/review | 1 | 0 | 90 | 150
B0932 | Plumbing | Detail completion | HBBOX | Hose bibb stainless recessedbox upgrade | 5 | EA | 0% | 1 | 5 | 90 | 450 | 0.4 | 2 | 68 | 136 | 0 | 586 | 25% | 439.5 | 732.5 | Provisional | PP501/MH501/PG001 | Explicitdetailaccessoryprovision;finalhardware/submittalcoordination | EST | HOLD - engineering/selection/review | 5 | 0 | 337.5 | 562.5
B0933 | Plumbing | Detail completion | PIPESHIELD | Pipe insulation support shield | 80 | EA | 0% | 1 | 80 | 2.5 | 200 | 0.06 | 4.8 | 68 | 326.4 | 0 | 526.4 | 25% | 394.8 | 658 | Provisional | PP501/MH501/PG001 | Explicitdetailaccessoryprovision;finalhardware/submittalcoordination | EST | HOLD - engineering/selection/review | 80 | 0 | 150 | 250
B0934 | Mechanical | Detail completion | DCACCESS | Duct accessdoor | 4 | EA | 0% | 1 | 4 | 35 | 140 | 0.3 | 1.2 | 68 | 81.6 | 0 | 221.6 | 25% | 166.2 | 277 | Provisional | PP501/MH501/PG001 | Explicitdetailaccessoryprovision;finalhardware/submittalcoordination | EST | HOLD - engineering/selection/review | 4 | 0 | 105 | 175
B0935 | Mechanical | Detail completion | RABDAMP | Returnbranch balancingdamper | 8 | EA | 0% | 1 | 8 | 28 | 224 | 0.25 | 2 | 68 | 136 | 0 | 360 | 25% | 270 | 450 | Provisional | PP501/MH501/PG001 | Explicitdetailaccessoryprovision;finalhardware/submittalcoordination | EST | HOLD - engineering/selection/review | 8 | 0 | 168 | 280
B0936 | Plumbing | Detail completion | CSADDLE | Pipehanger threaded rod /channel allowance | 1 | kit | 0% | 1 | 1 | 180 | 180 | 3 | 3 | 68 | 204 | 0 | 384 | 25% | 288 | 480 | Provisional | PP501/MH501/PG001 | Explicitdetailaccessoryprovision;finalhardware/submittalcoordination | EST | HOLD - engineering/selection/review | 1 | 0 | 135 | 225
B0937 | Plumbing | Detail completion | WATERBR | Water pipe expansionoffset/guide provision | 1 | kit | 0% | 1 | 1 | 120 | 120 | 2 | 2 | 68 | 136 | 0 | 256 | 25% | 192 | 320 | Provisional | PP501/MH501/PG001 | Explicitdetailaccessoryprovision;finalhardware/submittalcoordination | EST | HOLD - engineering/selection/review | 1 | 0 | 90 | 150

## Purchase
Item Code | Description | Unit | Net Qty | Order Qty | Rate | Material Cost | Locations | Bom Ids | Release
ACCESS | 14x14 access panel | EA | 10 | 10 | 35 | 350 | Service / waterheating / closeout | B0416 | HOLD - engineering/selection/review
ACR90L | 3/8ACR long radius elbows | EA | 6 | 6 | 4 | 24 | Equipment / refrigerant / condensate | B0619 | HOLD - engineering/selection/review
ACR90S | 7/8ACR long radius elbows | EA | 6 | 6 | 10 | 60 | Equipment / refrigerant / condensate | B0620 | HOLD - engineering/selection/review
ACRCOUPL | 3/8ACRcouplings | EA | 3 | 3 | 3 | 9 | Equipment / refrigerant / condensate | B0621 | HOLD - engineering/selection/review
ACRCOUPS | 7/8ACRcouplings | EA | 3 | 3 | 6 | 18 | Equipment / refrigerant / condensate | B0622 | HOLD - engineering/selection/review
ACRINS | 7/8 suction tube insulation | LF | 50 | 60 | 1.7 | 102 | Equipment / refrigerant / condensate | B0617 | HOLD - engineering/selection/review
ACRLIQ | 3/8OD ACR copper tubing | LF | 50 | 100 | 2.2 | 220 | Equipment / refrigerant / condensate | B0615 | HOLD - engineering/selection/review
ACRSUCT | 7/8OD ACR suction tubing | LF | 50 | 100 | 5.8 | 580 | Equipment / refrigerant / condensate | B0616 | HOLD - engineering/selection/review
ACRSUP | Line set isolating support | EA | 14 | 14 | 5 | 70 | Equipment / refrigerant / condensate | B0625 | HOLD - engineering/selection/review
ACRUV | Exterior line set UV jacket | LF | 18 | 24 | 2 | 48 | Equipment / refrigerant / condensate | B0618 | HOLD - engineering/selection/review
ADH | TPO bonding adhesive | GAL | 80 | 80 | 30 | 2400 | Roof / storm | B0079 | HOLD - engineering/selection/review
AHPAN | Secondary condensate pan | EA | 1 | 1 | 65 | 65 | Equipment / refrigerant / condensate | B0609 | HOLD - engineering/selection/review
AHU1 | Matched 4-ton-class R454B air handler incl TXV/A2Lfactorysafety | EA | 1 | 1 | 2600 | 2600 | Equipment / refrigerant / condensate | B0604 | HOLD - engineering/selection/review
AHUSTAND | AHU stand /vibrationpads | EA | 1 | 1 | 180 | 180 | Equipment / refrigerant / condensate | B0606 | HOLD - engineering/selection/review
ANCHOR | Engineered truss bearing anchors | EA | 90 | 95 | 20 | 1900 | Shell / partitions | B0055 | HOLD - engineering/selection/review
BACKFLOW | 2 inch RPZ backflow assembly | EA | 1 | 1 | 950 | 950 | Service / waterheating / closeout | B0406 | HOLD - engineering/selection/review
BASE | Paver base aggregate | CY | 31.944 | 32 | 48 | 1536 | Site / landscape | B0011 | VERIFY quantity / selection before order
BASE | Paint grade baseboard | LF | 950 | 1056 | 1.9 | 2006.4 | Interior / exterior finishes | B0193 | VERIFY quantity / selection before order
BASIN-Kitchen sink | Kitchen sink basin; cabinet/top excluded | EA | 2 | 2 | 350 | 700 | K1 Kitchen island; K2 Porch kitchen | B0263, B0273 | HOLD - engineering/selection/review
BASIN-Laundry sink | Laundry sink basin; cabinet/top excluded | EA | 1 | 1 | 190 | 190 | U1 Laundry | B0283 | HOLD - engineering/selection/review
BASIN-Lavatory | Lavatory basin; cabinet/top excluded | EA | 5 | 5 | 150 | 750 | L1 Suite2 bath; L2 Suite3 bath; L3 Suite4 bath; L4 Master bath north; L5 Master bath south | B0223, B0231, B0239, B0247, B0255 | HOLD - engineering/selection/review
BATHACC | Towelbar/TP/robe accessoryset | set | 4 | 4 | 110 | 440 | Interior / exterior finishes | B0197 | VERIFY quantity / selection before order
BEAD | Corner bead | LF | 650 | 690 | 0.7 | 483 | Interior / exterior finishes | B0175 | VERIFY quantity / selection before order
BED | Paver bedding sand | CY | 5.324 | 6 | 55 | 330 | Site / landscape | B0012 | VERIFY quantity / selection before order
BELLWIRE | 18/2 doorbell wire | LF | 70 | 70 | 0.18 | 12.6 | Devices / accessories | B0826 | HOLD - engineering/selection/review
BENCH | Drop-off bench / back panel | EA | 1 | 1 | 850 | 850 | Millworkaccessories | B0222 | VERIFY quantity / selection before order
BLOCK | PT2x6 blocking | LF | 420 | 468 | 1.4 | 655.2 | Shell / partitions | B0062 | HOLD - engineering/selection/review
BOND5 | Bond beam2#5 continuous | LF | 556 | 640 | 0.95 | 608 | Masonry shell | B0047 | VERIFY quantity / selection before order
BOND8 | 8 inch bond beam units | EA | 208.5 | 219 | 4.6 | 1007.4 | Masonry shell | B0043 | VERIFY quantity / selection before order
BONDCLAMP | Ground/bondclamp | EA | 4 | 4 | 12 | 48 | Service / feeders / equipment | B0861 | HOLD - engineering/selection/review
BONDJ | Enclosure bonding jumper / lugs | EA | 4 | 4 | 12 | 48 | Service / feeders / equipment | B0863 | HOLD - engineering/selection/review
BOOT-10x8 | Sheet metal terminal boot 10x8 | EA | 2 | 2 | 38 | 76 | RA04 Great room north; RA05 Great room south | B0564, B0566 | HOLD - engineering/selection/review
BOOT-6round | Sheet metal terminal boot 6round | EA | 3 | 3 | 38 | 114 | SA03 Suite2 bath; SA05 Suite3 bath; SA14 Mastercloset | B0519, B0525, B0552 | HOLD - engineering/selection/review
BOOT-6x6 | Sheet metal terminal boot 6x6 | EA | 1 | 1 | 38 | 38 | SA07 Suite4 bath | B0531 | HOLD - engineering/selection/review
BOOT-8x6 | Sheet metal terminal boot 8x6 | EA | 11 | 11 | 38 | 418 | RA02 Study; RA09 Laundry; SA01 Suite2; SA02 Study; SA04 Suite3; SA08 Great room north; SA09 Great room middle; SA10 Great room south; SA11 Enclosed porch; SA13 Master bath; SA15 Laundry | B0513, B0516, B0522, B0534, B0537, B0540, B0543, B0549, B0555, B0560, B0574 | HOLD - engineering/selection/review
BOOT-8x8 | Sheet metal terminal boot 8x8 | EA | 7 | 7 | 38 | 266 | RA01 Suite2; RA03 Westcloset/suite3; RA06 Suite4; RA07 Porch; RA08 Master; SA06 Suite4; SA12 Master | B0528, B0546, B0558, B0562, B0568, B0570, B0572 | HOLD - engineering/selection/review
BR-15-1-DF | 15A 1-pole DF breaker , panel family matched | EA | 7 | 7 | 96 | 672 | Panel breakers | B0839 | HOLD - engineering/selection/review
BR-20-1-DF | 20A 1-pole DF breaker , panel family matched | EA | 32 | 32 | 96 | 3072 | Panel breakers | B0838 | HOLD - engineering/selection/review
BR-30-2-GFCI | 30A 2-pole GFCI breaker , panel family matched | EA | 1 | 1 | 165 | 165 | Panel breakers | B0842 | HOLD - engineering/selection/review
BR-40-2-GFCI | 40A 2-pole GFCI breaker , panel family matched | EA | 3 | 3 | 165 | 495 | Panel breakers | B0841 | HOLD - engineering/selection/review
BR-50-2-GFCI | 50A 2-pole GFCI breaker , panel family matched | EA | 2 | 2 | 165 | 330 | Panel breakers | B0840 | HOLD - engineering/selection/review
BRACE | Steel truss bracing/bridging | LF | 800 | 880 | 1.8 | 1584 | Shell / partitions | B0056 | HOLD - engineering/selection/review
BRAZE | Brazing alloy | LB | 1 | 1 | 70 | 70 | Equipment / refrigerant / condensate | B0623 | HOLD - engineering/selection/review
BUCK | PTopening bucks | LF | 900 | 996 | 1.4 | 1394.4 | Opening installation | B0168 | HOLD - engineering/selection/review
C-0.5-90elbow | CPVC CTS 0.5 inch 90 elbow | EA | 114 | 120 | 0.52 | 62.4 | Water distribution | B0419 | HOLD - engineering/selection/review
C-0.5-coupling | CPVC CTS 0.5 inch coupling | EA | 75 | 79 | 0.4 | 31.6 | Water distribution | B0420 | HOLD - engineering/selection/review
C-0.5-testcap | CPVC CTS 0.5 inch test cap | EA | 38 | 40 | 0.4 | 16 | Water distribution | B0421 | HOLD - engineering/selection/review
C-0.75-90elbow | CPVC CTS 0.75 inch 90 elbow | EA | 17 | 18 | 1 | 18 | Water distribution | B0425 | HOLD - engineering/selection/review
C-0.75-coupling | CPVC CTS 0.75 inch coupling | EA | 16 | 17 | 0.7 | 11.9 | Water distribution | B0426 | HOLD - engineering/selection/review
C-0.75-testcap | CPVC CTS 0.75 inch test cap | EA | 6 | 7 | 0.6 | 4.2 | Water distribution | B0427 | HOLD - engineering/selection/review
C-1-90elbow | CPVC CTS 1 inch 90 elbow | EA | 3 | 4 | 2.64 | 10.56 | Water distribution | B0431 | HOLD - engineering/selection/review
C-1-coupling | CPVC CTS 1 inch coupling | EA | 7 | 8 | 1.6 | 12.8 | Water distribution | B0432 | HOLD - engineering/selection/review
C-1-testcap | CPVC CTS 1 inch test cap | EA | 2 | 3 | 1.3 | 3.9 | Water distribution | B0433 | HOLD - engineering/selection/review
C-1.5-90elbow | CPVC CTS 1.5 inch 90 elbow | EA | 9 | 10 | 5.5 | 55 | Water distribution | B0437 | HOLD - engineering/selection/review
C-1.5-coupling | CPVC CTS 1.5 inch coupling | EA | 15 | 16 | 3.4 | 54.4 | Water distribution | B0438 | HOLD - engineering/selection/review
C-1.5-testcap | CPVC CTS 1.5 inch test cap | EA | 3 | 4 | 3 | 12 | Water distribution | B0439 | HOLD - engineering/selection/review
C-2-90elbow | CPVC CTS 2 inch 90 elbow | EA | 4 | 5 | 10 | 50 | Water distribution | B0443 | HOLD - engineering/selection/review
C-2-coupling | CPVC CTS 2 inch coupling | EA | 6 | 7 | 6 | 42 | Water distribution | B0444 | HOLD - engineering/selection/review
C-2-testcap | CPVC CTS 2 inch test cap | EA | 2 | 3 | 5 | 15 | Water distribution | B0445 | HOLD - engineering/selection/review
CAB-Base | Base cabinet carcass/doors/drawers/hardware factory assembly | LF | 72 | 72 | 260 | 18720 | Enclosed porch kitchen; Guest baths; Kitchen; Laundry; Master bath; Pantry | B0200, B0204, B0208, B0210, B0213, B0215 | VERIFY quantity / selection before order
CAB-Tall | Tall cabinet carcass/doors/drawers/hardware factory assembly | LF | 8 | 8 | 420 | 3360 | Kitchen; Pantry | B0202, B0206 | VERIFY quantity / selection before order
CAB-Upper | Upper cabinet carcass/doors/drawers/hardware factory assembly | LF | 31 | 31 | 200 | 6200 | Kitchen; Laundry; Pantry | B0201, B0205, B0211 | VERIFY quantity / selection before order
CABFAST | Cabinet mounting screws | EA | 300 | 300 | 0.15 | 45 | Millworkaccessories | B0218 | VERIFY quantity / selection before order
CABFILL | Cabinet fillers /endpanels | EA | 20 | 20 | 65 | 1300 | Millworkaccessories | B0219 | VERIFY quantity / selection before order
CASING | Interior door/window casing | LF | 1250 | 1376 | 1.6 | 2201.6 | Interior / exterior finishes | B0194 | VERIFY quantity / selection before order
CAT6 | Cat6riser-rated UTPcable | LF | 1200 | 2000 | 0.23 | 460 | Low voltage | B0879 | HOLD - engineering/selection/review
CAULK | Paintable interiorcaulk | tube | 60 | 60 | 4 | 240 | Interior / exterior finishes | B0196 | VERIFY quantity / selection before order
CD90 | 3/4PVC 90 elbow | EA | 12 | 12 | 0.65 | 7.8 | Equipment / refrigerant / condensate | B0628 | HOLD - engineering/selection/review
CDCHECK | Condensate check valve provision | EA | 1 | 1 | 18 | 18 | Equipment / refrigerant / condensate | B0631 | HOLD - engineering/selection/review
CDHANG | Condensate pipe support | EA | 20 | 20 | 1.8 | 36 | Equipment / refrigerant / condensate | B0633 | HOLD - engineering/selection/review
CDINS | Condensate insulation | LF | 35 | 42 | 0.7 | 29.4 | Equipment / refrigerant / condensate | B0632 | HOLD - engineering/selection/review
CDPIPE | 3/4PVC condensate/pandrains | LF | 60 | 70 | 0.7 | 49 | Equipment / refrigerant / condensate | B0627 | HOLD - engineering/selection/review
CDTEE | 3/4PVC cleanout tee /cap | EA | 6 | 6 | 2 | 12 | Equipment / refrigerant / condensate | B0629 | HOLD - engineering/selection/review
CDTRAP | Manufacturer- matched condensate trap kit | EA | 1 | 1 | 28 | 28 | Equipment / refrigerant / condensate | B0630 | HOLD - engineering/selection/review
CEMBOARD | 1/2 inch cement backer board | SF | 600 | 660 | 1.35 | 891 | Interior / exterior finishes | B0171 | VERIFY quantity / selection before order
CHAIR | Rebar chairs | EA | 291 | 300 | 0.8 | 240 | Foundations | B0034 | VERIFY quantity / selection before order
CLEAN | Final construction clean | SF | 3797 | 3797 | 0.08 | 303.76 | Internal delivery | B0904 | VERIFY quantity / selection before order
CLEANOUT | Masonry cell cleanout/patch work | EA | 112 | 112 | 1.5 | 168 | Masonry shell | B0051 | VERIFY quantity / selection before order
CLEAT | Coping continuous cleat | LF | 556 | 590 | 2.4 | 1416 | Roof / storm | B0083 | HOLD - engineering/selection/review
CLOSET | Closet shelving /rod | LF | 100 | 100 | 18 | 1800 | Millworkaccessories | B0220 | VERIFY quantity / selection before order
CMU8 | 8x8x16 standard CMU, stemwall | EA | 1958.686 | 2057 | 2.65 | 5451.05 | Masonry shell | B0041, B0042 | VERIFY quantity / selection before order
COCOVER | Finished cleanout cover | EA | 8 | 8 | 20 | 160 | DWV installation | B0498 | HOLD - engineering/selection/review
COLLAR6 | Round6 inch-to- rectangular neck adapter | EA | 7 | 7 | 18 | 126 | Supply terminal tails | B0915 | HOLD - engineering/selection/review
COLLAR8 | Round8 inch-to- rectangular neck adapter | EA | 8 | 8 | 18 | 144 | Supply terminal tails | B0918 | HOLD - engineering/selection/review
COOKTOP | Porch electric cooktop | EA | 1 | 1 | 800 | 800 | Owner selection | B0890 | VERIFY quantity / selection before order
COPING | Aluminum parapet coping | LF | 278 | 300 | 13 | 3900 | Roof / storm | B0082 | HOLD - engineering/selection/review
COPSPL | Coping splice plates | EA | 28 | 28 | 9 | 252 | Roof / storm | B0084 | HOLD - engineering/selection/review
CORNERS | TPO prefab corner flashings | EA | 24 | 24 | 16 | 384 | Roof / storm | B0085 | HOLD - engineering/selection/review
COVER | Roof cover board1/2 inch | SF | 3912 | 4128 | 1.15 | 4747.2 | Roof / storm | B0077 | HOLD - engineering/selection/review
CPAN | 1 inch PVCpan drain | LF | 25 | 30 | 0.85 | 25.5 | Water service / distribution | B0457 | HOLD - engineering/selection/review
CPAND | Pan/dischargeroute fittings | EA | 10 | 10 | 2 | 20 | Water service / distribution | B0458 | HOLD - engineering/selection/review
CPRIM | Compatible primer where required | quart | 2 | 2 | 12 | 24 | Water service / distribution | B0454 | HOLD - engineering/selection/review
CPVC0.5 | CPVC CTS SDR11 potable pipe 0.5 inch; substitution hold | LF | 742 | 820 | 0.8 | 656 | Water distribution | B0418 | HOLD - engineering/selection/review
CPVC0.75 | CPVC CTS SDR11 potable pipe 0.75 inch; substitution hold | LF | 157 | 180 | 1.1 | 198 | Water distribution | B0424 | HOLD - engineering/selection/review
CPVC1 | CPVC CTS SDR11 potable pipe 1 inch; substitution hold | LF | 64 | 80 | 2 | 160 | Water distribution | B0430 | HOLD - engineering/selection/review
CPVC1.5 | CPVC CTS SDR11 potable pipe 1.5 inch; substitution hold | LF | 141 | 160 | 4.8 | 768 | Water distribution | B0436 | HOLD - engineering/selection/review
CPVC2 | CPVC CTS SDR11 potable pipe 2 inch; substitution hold | LF | 59 | 70 | 7.5 | 525 | Water distribution | B0442 | HOLD - engineering/selection/review
CRED075 | 1-1/2x3/4CPVC reducer | EA | 2 | 2 | 5 | 10 | Water service / distribution | B0451 | HOLD - engineering/selection/review
CRED10 | 1-1/2x1CPVC reducer | EA | 2 | 2 | 5 | 10 | Water service / distribution | B0450 | HOLD - engineering/selection/review
CRED21 | 2x1-1/2CPVC reducer | EA | 4 | 4 | 8 | 32 | Water service / distribution | B0449 | HOLD - engineering/selection/review
CRELIEF | 3/4listed T&P dischargepipe | LF | 25 | 30 | 1.4 | 42 | Water service / distribution | B0456 | HOLD - engineering/selection/review
CSADDLE | Pipehanger threaded rod /channel allowance | kit | 1 | 1 | 180 | 180 | Detail completion | B0936 | HOLD - engineering/selection/review
CSOLV | CPVC potable-rated cement | quart | 3 | 3 | 18 | 54 | Water service / distribution | B0453 | HOLD - engineering/selection/review
CSUPSC | Pipe support screws/anchors | EA | 500 | 500 | 0.12 | 60 | Water service / distribution | B0455 | HOLD - engineering/selection/review
CTEE-0.75-0.5 | CPVC CTS 0.75x0.75x0.5 reducing tee | EA | 1 | 1 | 5 | 5 | Water distribution | B0912 | HOLD - engineering/selection/review
CTEE-1-0.5 | CPVC CTS 1x1x0.5 reducing tee | EA | 6 | 6 | 5 | 30 | Water distribution | B0911 | HOLD - engineering/selection/review
CTEE-1.5-0.5 | CPVC CTS 1.5x1.5x0.5 reducing tee | EA | 31 | 31 | 8 | 248 | Water distribution | B0910 | HOLD - engineering/selection/review
CTEE-1.5-0.75 | CPVC CTS 1.5x1.5x0.75 reducing tee | EA | 5 | 5 | 8 | 40 | Water distribution | B0913 | HOLD - engineering/selection/review
CTEE2 | 2 inch CPVC main tee | EA | 3 | 3 | 15 | 45 | Water service / distribution | B0448 | HOLD - engineering/selection/review
CURE | Concrete curing compound | GAL | 20 | 20 | 18 | 360 | Foundations | B0036 | VERIFY quantity / selection before order
CVAL | 3/4or1 inch branch isolation valve | EA | 12 | 12 | 25 | 300 | Water service / distribution | B0452 | HOLD - engineering/selection/review
D-1.5-45elbow | PVC DWV 1.5 inch 45 elbow | EA | 8 | 9 | 3 | 27 | DWV fittings | B0468 | HOLD - engineering/selection/review
D-1.5-cleanoutadapter/plug | PVC DWV 1.5 inch cleanout adapter /plug | EA | 2 | 3 | 7 | 21 | DWV fittings | B0471 | HOLD - engineering/selection/review
D-1.5-coupling | PVC DWV 1.5 inch coupling | EA | 12 | 13 | 2 | 26 | DWV fittings | B0470 | HOLD - engineering/selection/review
D-1.5-longsweep90 | PVC DWV 1.5 inch long sweep 90 | EA | 12 | 13 | 4 | 52 | DWV fittings | B0467 | HOLD - engineering/selection/review
D-1.5-sanitarytee | PVC DWV 1.5 inch sanitary tee | EA | 7 | 8 | 4 | 32 | DWV fittings | B0469 | HOLD - engineering/selection/review
D-2-45elbow | PVC DWV 2 inch 45 elbow | EA | 12 | 13 | 4.62 | 60.06 | DWV fittings | B0473 | HOLD - engineering/selection/review
D-2-cleanoutadapter/plug | PVC DWV 2 inch cleanout adapter /plug | EA | 4 | 5 | 10.78 | 53.9 | DWV fittings | B0477 | HOLD - engineering/selection/review
D-2-coupling | PVC DWV 2 inch coupling | EA | 20 | 21 | 3.08 | 64.68 | DWV fittings | B0476 | HOLD - engineering/selection/review
D-2-longsweep90 | PVC DWV 2 inch long sweep 90 | EA | 15 | 16 | 6.16 | 98.56 | DWV fittings | B0472 | HOLD - engineering/selection/review
D-2-sanitarytee | PVC DWV 2 inch sanitary tee | EA | 8 | 9 | 6.16 | 55.44 | DWV fittings | B0475 | HOLD - engineering/selection/review
D-2-wye | PVC DWV 2 inch wye | EA | 6 | 7 | 7.7 | 53.9 | DWV fittings | B0474 | HOLD - engineering/selection/review
D-2.5-45elbow | PVC DWV 2.5 inch 45 elbow | EA | 8 | 9 | 6.45 | 58.05 | DWV fittings | B0479 | HOLD - engineering/selection/review
D-2.5-cleanoutadapter/plug | PVC DWV 2.5 inch cleanout adapter /plug | EA | 4 | 5 | 15.06 | 75.3 | DWV fittings | B0482 | HOLD - engineering/selection/review
D-2.5-coupling | PVC DWV 2.5 inch coupling | EA | 12 | 13 | 4.3 | 55.9 | DWV fittings | B0481 | HOLD - engineering/selection/review
D-2.5-longsweep90 | PVC DWV 2.5 inch long sweep 90 | EA | 8 | 9 | 8.61 | 77.49 | DWV fittings | B0478 | HOLD - engineering/selection/review
D-2.5-sanitarytee | PVC DWV 2.5 inch sanitary tee | EA | 4 | 5 | 8.61 | 43.05 | DWV fittings | B0480 | HOLD - engineering/selection/review
D-3-45elbow | PVC DWV 3 inch 45 elbow | EA | 10 | 11 | 8.49 | 93.39 | DWV fittings | B0484 | HOLD - engineering/selection/review
D-3-cleanoutadapter/plug | PVC DWV 3 inch cleanout adapter /plug | EA | 2 | 3 | 19.8 | 59.4 | DWV fittings | B0487 | HOLD - engineering/selection/review
D-3-coupling | PVC DWV 3 inch coupling | EA | 12 | 13 | 5.66 | 73.58 | DWV fittings | B0486 | HOLD - engineering/selection/review
D-3-longsweep90 | PVC DWV 3 inch long sweep 90 | EA | 8 | 9 | 11.31 | 101.79 | DWV fittings | B0483 | HOLD - engineering/selection/review
D-3-wye | PVC DWV 3 inch wye | EA | 4 | 5 | 14.14 | 70.7 | DWV fittings | B0485 | HOLD - engineering/selection/review
D-4-45elbow | PVC DWV 4 inch 45 elbow | EA | 12 | 13 | 13.06 | 169.78 | DWV fittings | B0489 | HOLD - engineering/selection/review
D-4-cleanoutadapter/plug | PVC DWV 4 inch cleanout adapter /plug | EA | 3 | 4 | 30.48 | 121.92 | DWV fittings | B0492 | HOLD - engineering/selection/review
D-4-coupling | PVC DWV 4 inch coupling | EA | 18 | 19 | 8.71 | 165.49 | DWV fittings | B0491 | HOLD - engineering/selection/review
D-4-longsweep90 | PVC DWV 4 inch long sweep 90 | EA | 4 | 5 | 17.42 | 87.1 | DWV fittings | B0488 | HOLD - engineering/selection/review
D-4-wye | PVC DWV 4 inch wye | EA | 6 | 7 | 21.77 | 152.39 | DWV fittings | B0490 | HOLD - engineering/selection/review
D01CTL | D-01 control/intake/filter connection provision | kit | 1 | 1 | 250 | 250 | D-01 designhold | B0922 | HOLD - engineering/selection/review
D01DRAIN | D-01 drain connection provision | LF | 20 | 20 | 1.5 | 30 | D-01 designhold | B0923 | HOLD - engineering/selection/review
D01DUCT | D-01 connectionductprovision8 inch | LF | 25 | 25 | 8 | 200 | D-01 designhold | B0921 | HOLD - engineering/selection/review
D01EQ | D-01 unclassified150 CFMdevice allowance | EA | 1 | 1 | 850 | 850 | D-01 designhold | B0920 | HOLD - engineering/selection/review
DAMP-6round | Balancing damper / takeoff 6round | EA | 3 | 3 | 24 | 72 | SA03 Suite2 bath; SA05 Suite3 bath; SA14 Mastercloset | B0520, B0526, B0553 | HOLD - engineering/selection/review
DAMP-6x6 | Balancing damper / takeoff 6x6 | EA | 1 | 1 | 24 | 24 | SA07 Suite4 bath | B0532 | HOLD - engineering/selection/review
DAMP-8x6 | Balancing damper / takeoff 8x6 | EA | 9 | 9 | 24 | 216 | SA01 Suite2; SA02 Study; SA04 Suite3; SA08 Great room north; SA09 Great room middle; SA10 Great room south; SA11 Enclosed porch; SA13 Master bath; SA15 Laundry | B0514, B0517, B0523, B0535, B0538, B0541, B0544, B0550, B0556 | HOLD - engineering/selection/review
DAMP-8x8 | Balancing damper / takeoff 8x8 | EA | 2 | 2 | 24 | 48 | SA06 Suite4; SA12 Master | B0529, B0547 | HOLD - engineering/selection/review
DATBOX | Low voltage bracket/plate | EA | 8 | 8 | 5 | 40 | Low voltage | B0881 | HOLD - engineering/selection/review
DATCAB | Structuredmediacabinet | EA | 1 | 1 | 110 | 110 | Low voltage | B0883 | HOLD - engineering/selection/review
DATCON | 1 inchcommunicationsconduit | LF | 80 | 80 | 0.65 | 52 | Low voltage | B0884 | HOLD - engineering/selection/review
DATFIT | 1 inch conduit fittings | EA | 16 | 16 | 1.5 | 24 | Low voltage | B0885 | HOLD - engineering/selection/review
DATJACK | Cat6keystonejack | EA | 16 | 16 | 4 | 64 | Low voltage | B0880 | HOLD - engineering/selection/review
DBRANCH | Rectangular branch / shoe takeoff , assorted | EA | 12 | 12 | 35 | 420 | Ductwork accessories | B0591 | HOLD - engineering/selection/review
DCACCESS | Duct accessdoor | EA | 4 | 4 | 35 | 140 | Detail completion | B0934 | HOLD - engineering/selection/review
DE90-10x10 | 10x10 rectangular 90 elbow with turning vanes | EA | 2 | 2 | 81.6667 | 163.33 | Ductwork | B0576 | HOLD - engineering/selection/review
DE90-10x8 | 10x8 rectangular 90 elbow with turning vanes | EA | 1 | 1 | 79 | 79 | Ductwork | B0579 | HOLD - engineering/selection/review
DE90-12x10 | 12x10 rectangular 90 elbow with turning vanes | EA | 2 | 2 | 84.3333 | 168.67 | Ductwork | B0581 | HOLD - engineering/selection/review
DE90-14x10 | 14x10 rectangular 90 elbow with turning vanes | EA | 2 | 2 | 87 | 174 | Ductwork | B0583 | HOLD - engineering/selection/review
DE90-16x10 | 16x10 rectangular 90 elbow with turning vanes | EA | 2 | 2 | 89.6667 | 179.33 | Ductwork | B0585 | HOLD - engineering/selection/review
DE90-8x6 | 8x6 rectangular 90 elbow with turning vanes | EA | 2 | 2 | 73.6667 | 147.33 | Ductwork | B0588 | HOLD - engineering/selection/review
DHANG | Galvanized duct hangers | EA | 95 | 95 | 4 | 380 | Ductwork accessories | B0600 | HOLD - engineering/selection/review
DHARD | Duct hanger anchor /rodkit | EA | 95 | 95 | 6 | 570 | Ductwork accessories | B0601 | HOLD - engineering/selection/review
DIMUP | Dimmer upgrade premium over basic switch | EA | 12 | 12 | 25 | 300 | Devices / accessories | B0803 | HOLD - engineering/selection/review
DISC | 60A non-fusible HPdisconnect | EA | 1 | 1 | 32 | 32 | Service / feeders / equipment | B0864 | HOLD - engineering/selection/review
DISCAHU | AHU local disconnect | EA | 1 | 1 | 35 | 35 | Service / feeders / equipment | B0866 | HOLD - engineering/selection/review
DISCWH | 2pole WH local disconnect | EA | 1 | 1 | 35 | 35 | Service / feeders / equipment | B0865 | HOLD - engineering/selection/review
DISPOSER | 3/4HP disposal with mounting flange | EA | 2 | 2 | 220 | 440 | K1 Kitchen island; K2 Porch kitchen | B0271, B0281 | HOLD - engineering/selection/review
DOOR-D1 | Exterior 3x9 ft, frame included | EA | 1 | 1 | 2200 | 2200 | D1 | B0108 | HOLD - engineering/selection/review
DOOR-D10 | Interior swing 2.66667x9 ft, frame included | EA | 1 | 1 | 550 | 550 | D10 | B0123 | HOLD - engineering/selection/review
DOOR-D11 | Exterior 2.66667x9 ft, frame included | EA | 1 | 1 | 1600 | 1600 | D11 | B0125 | HOLD - engineering/selection/review
DOOR-D12 | Interior swing 2.66667x9 ft, frame included | EA | 1 | 1 | 550 | 550 | D12 | B0127 | HOLD - engineering/selection/review
DOOR-D13 | Impact slider 16x8 ft, frame included | EA | 1 | 1 | 11500 | 11500 | D13 | B0129 | HOLD - engineering/selection/review
DOOR-D14 | Impact bifold 23x8 ft, frame included | EA | 1 | 1 | 24000 | 24000 | D14 | B0130 | HOLD - engineering/selection/review
DOOR-D15 | Impact slider 6x8 ft, frame included | EA | 1 | 1 | 3200 | 3200 | D15 | B0131 | HOLD - engineering/selection/review
DOOR-D16 | Impact slider 6x8 ft, frame included | EA | 1 | 1 | 3200 | 3200 | D16 | B0132 | HOLD - engineering/selection/review
DOOR-D17 | Interior swing 2.66667x9 ft, frame included | EA | 1 | 1 | 550 | 550 | D17 | B0133 | HOLD - engineering/selection/review
DOOR-D18 | Pocket 2.66667x8 ft, frame included | EA | 1 | 1 | 430 | 430 | D18 | B0135 | HOLD - engineering/selection/review
DOOR-D19 | Pocket 2.66667x8 ft, frame included | EA | 1 | 1 | 430 | 430 | D19 | B0137 | HOLD - engineering/selection/review
DOOR-D2 | Interior double glass 6x9 ft, frame included | EA | 1 | 1 | 2100 | 2100 | D2 | B0110 | HOLD - engineering/selection/review
DOOR-D20 | Cabinet swing 2.66667x8 ft, frame included | EA | 1 | 1 | 650 | 650 | D20 | B0139 | HOLD - engineering/selection/review
DOOR-D22 | Rated garage 2.66667x8 ft, frame included | EA | 1 | 1 | 800 | 800 | D22 | B0141 | HOLD - engineering/selection/review
DOOR-D23 | Interior swing 2.66667x8 ft, frame included | EA | 1 | 1 | 420 | 420 | D23 | B0143 | HOLD - engineering/selection/review
DOOR-D24 | Exterior 2.66667x8 ft, frame included | EA | 1 | 1 | 1500 | 1500 | D24 | B0145 | HOLD - engineering/selection/review
DOOR-D25 | Closet 4x8 ft, frame included | EA | 1 | 1 | 500 | 500 | D25 | B0147 | HOLD - engineering/selection/review
DOOR-D26 | Garage overhead 9x8 ft, frame included | EA | 1 | 1 | 4500 | 4500 | D26 | B0148 | HOLD - engineering/selection/review
DOOR-D27 | Garage overhead 16x8 ft, frame included | EA | 1 | 1 | 7500 | 7500 | D27 | B0150 | HOLD - engineering/selection/review
DOOR-D29 | Interior swing 2x8 ft, frame included | EA | 1 | 1 | 400 | 400 | D29 | B0152 | HOLD - engineering/selection/review
DOOR-D3 | Interior swing 2.66667x9 ft, frame included | EA | 1 | 1 | 550 | 550 | D3 | B0112 | HOLD - engineering/selection/review
DOOR-D30 | Closet 4x8 ft, frame included | EA | 1 | 1 | 500 | 500 | D30 | B0154 | HOLD - engineering/selection/review
DOOR-D31 | Interior swing 2x8 ft, frame included | EA | 1 | 1 | 400 | 400 | D31 | B0155 | HOLD - engineering/selection/review
DOOR-D32 | Interior swing 2.66667x8 ft, frame included | EA | 1 | 1 | 420 | 420 | D32 | B0157 | HOLD - engineering/selection/review
DOOR-D33 | Pocket 2.66667x9 ft, frame included | EA | 1 | 1 | 550 | 550 | D33 | B0159 | HOLD - engineering/selection/review
DOOR-D34 | Interior swing 1.5x8 ft, frame included | EA | 1 | 1 | 380 | 380 | D34 | B0161 | HOLD - engineering/selection/review
DOOR-D4 | Interior swing 2.66667x9 ft, frame included | EA | 1 | 1 | 550 | 550 | D4 | B0114 | HOLD - engineering/selection/review
DOOR-D5 | Interior swing 2.66667x9 ft, frame included | EA | 1 | 1 | 550 | 550 | D5 | B0116 | HOLD - engineering/selection/review
DOOR-D6 | Closet 5x8 ft, frame included | EA | 1 | 1 | 650 | 650 | D6 | B0118 | HOLD - engineering/selection/review
DOOR-D7 | Interior swing 2.66667x9 ft, frame included | EA | 1 | 1 | 550 | 550 | D7 | B0119 | HOLD - engineering/selection/review
DOOR-D8 | Closet 4x8 ft, frame included | EA | 1 | 1 | 500 | 500 | D8 | B0121 | HOLD - engineering/selection/review
DOOR-D9 | Closet 4x8 ft, frame included | EA | 1 | 1 | 500 | 500 | D9 | B0122 | HOLD - engineering/selection/review
DOORBELL | Video-doorbellpowertransformer/chimeprovision | EA | 1 | 1 | 75 | 75 | Devices / accessories | B0825 | HOLD - engineering/selection/review
DRAIN | Basket strainer/tailpiece or pop-up drain | EA | 8 | 8 | 30 | 240 | K1 Kitchen island; K2 Porch kitchen; L1 Suite2 bath; L2 Suite3 bath; L3 Suite4 bath; L4 Master bath north; L5 Master bath south; U1 Laundry | B0229, B0237, B0245, B0253, B0261, B0269, B0279, B0289 | HOLD - engineering/selection/review
DRED21 | 2x1-1/2reducingbushing | EA | 8 | 8 | 3 | 24 | DWV installation | B0496 | HOLD - engineering/selection/review
DRED32 | 3x2reducing wye | EA | 5 | 5 | 16 | 80 | DWV installation | B0495 | HOLD - engineering/selection/review
DRED42 | 4x2reducing wye | EA | 3 | 3 | 22 | 66 | DWV installation | B0494 | HOLD - engineering/selection/review
DRED43 | 4x3reducing wye | EA | 4 | 4 | 24 | 96 | DWV installation | B0493 | HOLD - engineering/selection/review
DRIER | R454B-compatible liquid line drier | EA | 1 | 1 | 55 | 55 | Equipment / refrigerant / condensate | B0624 | HOLD - engineering/selection/review
DRIVE | Driveway pavers | SF | 1500 | 1500 | 4.5 | 6750 | Site / landscape | B0010 | VERIFY quantity / selection before order
DRYCON | Listed dryer transition connector | EA | 1 | 1 | 25 | 25 | Ventilation / closeout | B0668 | HOLD - engineering/selection/review
DRYDUCT | 4 inch rigid dryer exhaust | LF | 20 | 20 | 3.5 | 70 | Ventilation / closeout | B0665 | HOLD - engineering/selection/review
DRYEL | 4 inch dryer long sweep elbow | EA | 3 | 3 | 12 | 36 | Ventilation / closeout | B0666 | HOLD - engineering/selection/review
DRYER | Electric dryer | EA | 1 | 1 | 800 | 800 | Owner selection | B0895 | VERIFY quantity / selection before order
DRYHOOD | Dryer wall termination with damper | EA | 1 | 1 | 35 | 35 | Ventilation / closeout | B0667 | HOLD - engineering/selection/review
DRYOUT | 30A4 wire dryer receptacle /box | EA | 1 | 1 | 32 | 32 | Devices / accessories | B0815 | HOLD - engineering/selection/review
DSCREW | Sheet metal duct screws | EA | 2000 | 2000 | 0.045 | 90 | Ductwork accessories | B0599 | HOLD - engineering/selection/review
DTAPE | UL181foil duct tape | LF | 1200 | 1200 | 0.11 | 132 | Ductwork accessories | B0596 | HOLD - engineering/selection/review
DUCT-10x10 | Galvanized rectangular duct 10x10 inch, shop straight sections | LF | 90 | 96 | 10.83 | 1039.68 | Ductwork | B0575 | HOLD - engineering/selection/review
DUCT-10x16 | Galvanized rectangular duct 10x16 inch, shop straight sections | LF | 9 | 12 | 14.08 | 168.96 | Ductwork | B0577 | HOLD - engineering/selection/review
DUCT-10x8 | Galvanized rectangular duct 10x8 inch, shop straight sections | LF | 75 | 80 | 9.75 | 780 | Ductwork | B0578 | HOLD - engineering/selection/review
DUCT-12x10 | Galvanized rectangular duct 12x10 inch, shop straight sections | LF | 64 | 68 | 11.92 | 810.56 | Ductwork | B0580 | HOLD - engineering/selection/review
DUCT-14x10 | Galvanized rectangular duct 14x10 inch, shop straight sections | LF | 35 | 40 | 13 | 520 | Ductwork | B0582 | HOLD - engineering/selection/review
DUCT-16x10 | Galvanized rectangular duct 16x10 inch, shop straight sections | LF | 10 | 12 | 14.08 | 168.96 | Ductwork | B0584 | HOLD - engineering/selection/review
DUCT-6x6 | Galvanized rectangular duct 6x6 inch, shop straight sections | LF | 4 | 8 | 6.5 | 52 | Ductwork | B0586 | HOLD - engineering/selection/review
DUCT-8x6 | Galvanized rectangular duct 8x6 inch, shop straight sections | LF | 31 | 36 | 7.58 | 272.88 | Ductwork | B0587 | HOLD - engineering/selection/review
DUCT-8x8 | Galvanized rectangular duct 8x8 inch, shop straight sections | LF | 62 | 68 | 8.67 | 589.56 | Ductwork | B0589 | HOLD - engineering/selection/review
DUCTINS | R8 duct wrap with vapor jacket | SF | 1534.613 | 1800 | 0.95 | 1710 | Ductwork accessories | B0595 | HOLD - engineering/selection/review
DUCTSEAL | Electrical ductseal | LB | 4 | 4 | 5 | 20 | Service / feeders / equipment | B0876 | HOLD - engineering/selection/review
DVRED | 2-1/2x2 vent reducer | EA | 8 | 8 | 8 | 64 | DWV installation | B0497 | HOLD - engineering/selection/review
DW | Dishwasher | EA | 2 | 2 | 700 | 1400 | Owner selection | B0888 | VERIFY quantity / selection before order
DWANCH | Hanger structural anchor | EA | 52 | 52 | 1.2 | 62.4 | DWV installation | B0505 | HOLD - engineering/selection/review
DWBED | Under-slab/service pipe bedding | CY | 8 | 8 | 45 | 360 | DWV installation | B0508 | HOLD - engineering/selection/review
DWCAP | Temporary DWV rough caps | EA | 24 | 24 | 3 | 72 | DWV installation | B0499 | HOLD - engineering/selection/review
DWGLUE | PVC cement quart | EA | 4 | 4 | 16 | 64 | DWV installation | B0500 | HOLD - engineering/selection/review
DWHANG | DWV clevis hangers assorted | EA | 52 | 52 | 4 | 208 | DWV installation | B0502 | HOLD - engineering/selection/review
DWHOSE | Dishwasher drain extension/highloophardware | EA | 2 | 2 | 22 | 44 | DW1 Kitchen island; DW2 Pantry | B0365, B0369 | HOLD - engineering/selection/review
DWIND | Pantry dishwasher indirect waste receptor connection provision | EA | 1 | 1 | 65 | 65 | DW2 Pantry | B0371 | HOLD - engineering/selection/review
DWNUT | 3/8nut/washer | EA | 208 | 208 | 0.12 | 24.96 | DWV installation | B0504 | HOLD - engineering/selection/review
DWPRIM | PVC primer quart | EA | 4 | 4 | 12 | 48 | DWV installation | B0501 | HOLD - engineering/selection/review
DWROD | 3/8 threaded rod | LF | 100 | 100 | 1.1 | 110 | DWV installation | B0503 | HOLD - engineering/selection/review
DWSLEEVE | 4 inchsanitary exterior wall seal | EA | 1 | 1 | 95 | 95 | DWV installation | B0510 | HOLD - engineering/selection/review
DWSTOP | Dedicated dishwasher quarter-turn stop | EA | 2 | 2 | 15 | 30 | DW1 Kitchen island; DW2 Pantry | B0363, B0367 | HOLD - engineering/selection/review
DWSUP | Dishwasher braided supply/90adapter | EA | 2 | 2 | 22 | 44 | DW1 Kitchen island; DW2 Pantry | B0364, B0368 | HOLD - engineering/selection/review
DWTAIL | Dishwasher branch / disposal connection | EA | 2 | 2 | 8 | 16 | K1 Kitchen island; K2 Porch kitchen | B0272, B0282 | HOLD - engineering/selection/review
DWV1.5 | Sch40PVC DWV pipe 1.5 inch | LF | 109 | 120 | 1.8 | 216 | DWV piping | B0462 | HOLD - engineering/selection/review
DWV2 | Sch40PVC DWV pipe 2 inch | LF | 144 | 160 | 2.45 | 392 | DWV piping | B0463 | HOLD - engineering/selection/review
DWV2.5 | Sch40PVC DWV pipe 2.5 inch | LF | 74 | 90 | 7.5 | 675 | DWV piping | B0464 | HOLD - engineering/selection/review
DWV3 | Sch40PVC DWV pipe 3 inch | LF | 105.21 | 120 | 4.8 | 576 | DWV piping | B0465 | HOLD - engineering/selection/review
DWV4 | Sch40PVC DWV pipe 4 inch | LF | 163.81 | 190 | 7.713 | 1465.47 | DWV piping | B0466 | HOLD - engineering/selection/review
DWVTEST | DWV test plugs /balls and test water | kit | 1 | 1 | 160 | 160 | Service / waterheating / closeout | B0411 | HOLD - engineering/selection/review
EDGE | Paver edge restraint | LF | 180 | 180 | 2.2 | 396 | Site / landscape | B0013 | VERIFY quantity / selection before order
EF | Loren Cook GC-100 exhaust fan allowance | EA | 5 | 5 | 350 | 1750 | EF-01 Master shower; EF-02 Master bath; EF-03 Suite 2 bath; EF-04 Suite 3 bath; EF-05 Suite 4 bath | B0635, B0641, B0647, B0653, B0659 | HOLD - engineering/selection/review
EFDAMP | Exhaust backdraft damper | EA | 5 | 5 | 28 | 140 | EF-01 Master shower; EF-02 Master bath; EF-03 Suite 2 bath; EF-04 Suite 3 bath; EF-05 Suite 4 bath | B0639, B0645, B0651, B0657, B0663 | HOLD - engineering/selection/review
EFDUCT | 6x6 galvanized exhaust duct | LF | 36 | 36 | 6 | 216 | EF-01 Master shower; EF-02 Master bath; EF-03 Suite 2 bath; EF-04 Suite 3 bath; EF-05 Suite 4 bath | B0636, B0642, B0648, B0654, B0660 | HOLD - engineering/selection/review
EFEL | 6x6 exhaust elbow | EA | 10 | 10 | 30 | 300 | EF-01 Master shower; EF-02 Master bath; EF-03 Suite 2 bath; EF-04 Suite 3 bath; EF-05 Suite 4 bath | B0637, B0643, B0649, B0655, B0661 | HOLD - engineering/selection/review
EFHOOD | 6x6 wall louver /hood | EA | 5 | 5 | 65 | 325 | EF-01 Master shower; EF-02 Master bath; EF-03 Suite 2 bath; EF-04 Suite 3 bath; EF-05 Suite 4 bath | B0638, B0644, B0650, B0656, B0662 | HOLD - engineering/selection/review
EFSUP | Exhaust duct support | EA | 16 | 16 | 5 | 80 | EF-01 Master shower; EF-02 Master bath; EF-03 Suite 2 bath; EF-04 Suite 3 bath; EF-05 Suite 4 bath | B0640, B0646, B0652, B0658, B0664 | HOLD - engineering/selection/review
ENDCAP | Duct end cap , assorted | EA | 10 | 10 | 15 | 150 | Ductwork accessories | B0592 | HOLD - engineering/selection/review
EPOXY | Garage floor epoxy system | SF | 675 | 709 | 1.8 | 1276.2 | Interior / exterior finishes | B0199 | VERIFY quantity / selection before order
ESC | Supply escutcheon | EA | 20 | 20 | 2 | 40 | K1 Kitchen island; K2 Porch kitchen; L1 Suite2 bath; L2 Suite3 bath; L3 Suite4 bath; L4 Master bath north; L5 Master bath south; U1 Laundry; W1 Suite2 bath; W2 Suite3 bath; W3 Suite4 bath; W4 Master bath | B0226, B0234, B0242, B0250, B0258, B0266, B0276, B0286, B0297, B0305, B0313, B0321 | HOLD - engineering/selection/review
ESTUD | 18ga5.5 inch exterior steel studs | LF | 1703 | 1848 | 2.8 | 5174.4 | Shell / partitions | B0057 | HOLD - engineering/selection/review
ETRACK | 18ga5.5 inch top/bottom track | LF | 1112 | 1210 | 2.3 | 2783 | Shell / partitions | B0058 | HOLD - engineering/selection/review
EXPJOINT | 1/2 inch isolation joint | LF | 80 | 80 | 1.4 | 112 | Foundations | B0038 | VERIFY quantity / selection before order
EXTCOND | 3/4exterior PVCconduit | LF | 140 | 140 | 0.8 | 112 | Service / feeders / equipment | B0871 | HOLD - engineering/selection/review
EXTEL | 3/4PVC 90 elbow | EA | 12 | 12 | 2.5 | 30 | Service / feeders / equipment | B0874 | HOLD - engineering/selection/review
EXTFIT | 3/4 PVC coupling /adapter | EA | 30 | 30 | 0.8 | 24 | Service / feeders / equipment | B0873 | HOLD - engineering/selection/review
EXTWIRE | 12AWGTHWN-2exteriorconductors | LF | 420 | 420 | 0.25 | 105 | Service / feeders / equipment | B0872 | HOLD - engineering/selection/review
FANBOX | Metal fan-rated box and brace ; fan excluded per note | EA | 8 | 8 | 28 | 224 | Enclosed porch; Great room; Master; Study; Suite2; Suite3; Suite4 | B0689, B0695, B0701, B0707, B0713, B0719, B0727 | HOLD - engineering/selection/review
FANTIMER | Exhaust timer switch upgrade | EA | 5 | 5 | 22 | 110 | Devices / accessories | B0804 | HOLD - engineering/selection/review
FAUCET-Kitchen sink | Kitchen sink faucet with manufacturer supply tails | EA | 2 | 2 | 280 | 560 | K1 Kitchen island; K2 Porch kitchen | B0264, B0274 | HOLD - engineering/selection/review
FAUCET-Laundry sink | Laundry sink faucet with manufacturer supply tails | EA | 1 | 1 | 160 | 160 | U1 Laundry | B0284 | HOLD - engineering/selection/review
FAUCET-Lavatory | Lavatory faucet with manufacturer supply tails | EA | 5 | 5 | 160 | 800 | L1 Suite2 bath; L2 Suite3 bath; L3 Suite4 bath; L4 Master bath north; L5 Master bath south | B0224, B0232, B0240, B0248, B0256 | HOLD - engineering/selection/review
FCONC | Footing concrete 3000psi | CY | 23.951 | 25.75 | 195 | 5021.25 | Foundations | B0025 | VERIFY quantity / selection before order
FEEDBR | 100A2pole subpanel feeder breaker | EA | 1 | 1 | 80 | 80 | Service / feeders / equipment | B0846 | HOLD - engineering/selection/review
FEEDCU | #3copper THWN2 subpanel feeder | LF | 150 | 150 | 2.3 | 345 | Service / feeders / equipment | B0853 | HOLD - engineering/selection/review
FEEDEL | 1-1/2 conduit elbow | EA | 4 | 4 | 12 | 48 | Service / feeders / equipment | B0856 | HOLD - engineering/selection/review
FEEDFIT | 1-1/2 conduit adapter /coupling | EA | 12 | 12 | 2.5 | 30 | Service / feeders / equipment | B0857 | HOLD - engineering/selection/review
FEEDGND | 8AWGcopperfeederground | LF | 50 | 50 | 0.85 | 42.5 | Service / feeders / equipment | B0854 | HOLD - engineering/selection/review
FEEDPVC | 1-1/2conduitforfeeder | LF | 50 | 50 | 1.9 | 95 | Service / feeders / equipment | B0855 | HOLD - engineering/selection/review
FELT | No30 roof dry-in felt | SF | 3912 | 4320 | 0.18 | 777.6 | Roof / storm | B0075 | HOLD - engineering/selection/review
FIBER | Slab synthetic fiber admixture | CY | 47.173 | 50.5 | 12 | 606 | Foundations | B0027 | VERIFY quantity / selection before order
FILL | Clean granular compacted fill delivered | CY | 84.378 | 85 | 38 | 3230 | Site / landscape | B0006 | VERIFY quantity / selection before order
FILM | Duct temporary protection film | roll | 1 | 1 | 55 | 55 | Ductwork accessories | B0602 | HOLD - engineering/selection/review
FILTER | Replacement filter set | EA | 3 | 3 | 28 | 84 | Equipment / refrigerant / condensate | B0613 | HOLD - engineering/selection/review
FILTERBOX | Filter rack /cabinet | EA | 1 | 1 | 130 | 130 | Equipment / refrigerant / condensate | B0614 | HOLD - engineering/selection/review
FIREP | Listed pipe penetration sealant | tube | 12 | 12 | 22 | 264 | Service / waterheating / closeout | B0414 | HOLD - engineering/selection/review
FIXBOX | Octagonal fixture box with support | EA | 22 | 22 | 5 | 110 | Devices / accessories | B0810 | HOLD - engineering/selection/review
FLANGE | 3x4PVC closet flange stainlessring | EA | 4 | 4 | 24 | 96 | W1 Suite2 bath; W2 Suite3 bath; W3 Suite4 bath; W4 Master bath | B0292, B0300, B0308, B0316 | HOLD - engineering/selection/review
FLASH | Window/door flashing tape | LF | 1100 | 1275 | 0.8 | 1020 | Opening installation | B0163 | HOLD - engineering/selection/review
FLEX6 | R8 flex duct 6 inch round | LF | 28 | 50 | 2.5 | 125 | Supply terminal tails | B0914 | HOLD - engineering/selection/review
FLEX8 | R8 flex duct 8 inch round | LF | 32 | 50 | 3 | 150 | Supply terminal tails | B0917 | HOLD - engineering/selection/review
FLEXCLAMP6 | Flex duct clamp 6 inch | EA | 14 | 14 | 2 | 28 | Supply terminal tails | B0916 | HOLD - engineering/selection/review
FLEXCLAMP8 | Flex duct clamp 8 inch | EA | 16 | 16 | 2 | 32 | Supply terminal tails | B0919 | HOLD - engineering/selection/review
FLEXCON | AHU flexible vibration connector | EA | 2 | 2 | 45 | 90 | Ductwork accessories | B0594 | HOLD - engineering/selection/review
FLOAT | Primary/secondary overflow float switch | EA | 2 | 2 | 30 | 60 | Equipment / refrigerant / condensate | B0610 | HOLD - engineering/selection/review
FLOOD | Exterior LED flood | EA | 4 | 4 | 85 | 340 | Devices / accessories | B0808 | HOLD - engineering/selection/review
FLOORBOX | Completefloorduplextamperresistantbox | EA | 2 | 2 | 75 | 150 | Devices / accessories | B0813 | HOLD - engineering/selection/review
FLOORTILE | Interior porcelain flooring | SF | 3122 | 3504 | 4.5 | 15768 | Interior / exterior finishes | B0183 | VERIFY quantity / selection before order
FOAM | Spray polyurethane roof insulation | board-ft | 27384 | 28754 | 0.25 | 7188.5 | Shell / partitions | B0070 | HOLD - engineering/selection/review
FORM | 2x10 footing/slab form lumber | LF | 556 | 592 | 1.7 | 1006.4 | Foundations | B0031 | VERIFY quantity / selection before order
GBAR | Subpanelisolated ground bar | EA | 1 | 1 | 18 | 18 | Service / feeders / equipment | B0862 | HOLD - engineering/selection/review
GRILLE-R-1-10x8 | Aluminum R-1 air terminal 10x8, 205 CFM | EA | 2 | 2 | 65 | 130 | RA04 Great room north; RA05 Great room south | B0563, B0565 | HOLD - engineering/selection/review
GRILLE-R-1-8x6 | Aluminum R-1 air terminal 8x6, 120 CFM | EA | 2 | 2 | 65 | 130 | RA02 Study; RA09 Laundry | B0559, B0573 | HOLD - engineering/selection/review
GRILLE-R-1-8x8 | Aluminum R-1 air terminal 8x8, 170 CFM | EA | 5 | 5 | 65 | 325 | RA01 Suite2; RA03 Westcloset/suite3; RA06 Suite4; RA07 Porch; RA08 Master | B0557, B0561, B0567, B0569, B0571 | HOLD - engineering/selection/review
GRILLE-S-1-6x6 | Aluminum S-1 air terminal 6x6, 45 CFM | EA | 1 | 1 | 55 | 55 | SA07 Suite4 bath | B0530 | HOLD - engineering/selection/review
GRILLE-S-1-8x6 | Aluminum S-1 air terminal 8x6, 135 CFM | EA | 6 | 6 | 55 | 330 | SA01 Suite2; SA02 Study; SA08 Great room north; SA09 Great room middle; SA10 Great room south; SA11 Enclosed porch | B0512, B0515, B0533, B0536, B0539, B0542 | HOLD - engineering/selection/review
GRILLE-S-1-8x8 | Aluminum S-1 air terminal 8x8, 140 CFM | EA | 2 | 2 | 55 | 110 | SA06 Suite4; SA12 Master | B0527, B0545 | HOLD - engineering/selection/review
GRILLE-S-2-6round | Aluminum S-2 air terminal 6round, 35 CFM | EA | 3 | 3 | 55 | 165 | SA03 Suite2 bath; SA05 Suite3 bath; SA14 Mastercloset | B0518, B0524, B0551 | HOLD - engineering/selection/review
GRILLE-S-2-8x6 | Aluminum S-2 air terminal 8x6, 85 CFM | EA | 3 | 3 | 55 | 165 | SA04 Suite3; SA13 Master bath; SA15 Laundry | B0521, B0548, B0554 | HOLD - engineering/selection/review
GROMMET | Steel stud grommet | EA | 650 | 650 | 0.3 | 195 | Devices / accessories | B0818 | HOLD - engineering/selection/review
GROUND | 4AWG bare copper grounding /bonding | LF | 100 | 100 | 1.25 | 125 | Service / feeders / equipment | B0858 | HOLD - engineering/selection/review
GROUT | 3000psi fine masonry grout | CY | 16 | 17.5 | 215 | 3762.5 | Masonry shell | B0045 | VERIFY quantity / selection before order
GROUTTILE | Floor grout25lb | bag | 21 | 23 | 38 | 874 | Interior / exterior finishes | B0185 | VERIFY quantity / selection before order
GSTRIP | Garage LED linear fixture | EA | 3 | 3 | 65 | 195 | Devices / accessories | B0807 | HOLD - engineering/selection/review
GYPC | 1/2 inch ceiling-rated gypsum | SF | 3797 | 4224 | 0.55 | 2323.2 | Interior / exterior finishes | B0170 | VERIFY quantity / selection before order
GYPSCREW | Drywall screws | EA | 15000 | 15000 | 0.012 | 180 | Interior / exterior finishes | B0172 | VERIFY quantity / selection before order
GYPW | 1/2 inch gypsum wallboard | SF | 11197.083 | 12336 | 0.48 | 5921.28 | Interior / exterior finishes | B0169 | VERIFY quantity / selection before order
HAMMER | Water hammer arrestor | EA | 2 | 2 | 22 | 44 | DW1 Kitchen island; DW2 Pantry | B0366, B0370 | HOLD - engineering/selection/review
HANG-0.5 | Isolating pipeclamp 0.5 inch | EA | 248 | 261 | 2 | 522 | Water distribution | B0423 | HOLD - engineering/selection/review
HANG-0.75 | Isolating pipeclamp 0.75 inch | EA | 53 | 56 | 2.25 | 126 | Water distribution | B0429 | HOLD - engineering/selection/review
HANG-1 | Isolating pipeclamp 1 inch | EA | 22 | 24 | 2.5 | 60 | Water distribution | B0435 | HOLD - engineering/selection/review
HANG-1.5 | Isolating pipeclamp 1.5 inch | EA | 47 | 50 | 3 | 150 | Water distribution | B0441 | HOLD - engineering/selection/review
HANG-2 | Isolating pipeclamp 2 inch | EA | 20 | 21 | 3.5 | 73.5 | Water distribution | B0447 | HOLD - engineering/selection/review
HB | 3/4hosebibb with vacuum breaker | EA | 5 | 5 | 30 | 150 | H1 Northwest exterior; H2 Southwest exterior; H3 Garage east; H4 Master east; H5 Porch south | B0380, B0383, B0386, B0389, B0392 | HOLD - engineering/selection/review
HBAD | Hosebibb drop-ear /transition | EA | 5 | 5 | 12 | 60 | H1 Northwest exterior; H2 Southwest exterior; H3 Garage east; H4 Master east; H5 Porch south | B0381, B0384, B0387, B0390, B0393 | HOLD - engineering/selection/review
HBANCH | Hosebibb mounting/penetration kit | EA | 5 | 5 | 8 | 40 | H1 Northwest exterior; H2 Southwest exterior; H3 Garage east; H4 Master east; H5 Porch south | B0382, B0385, B0388, B0391, B0394 | HOLD - engineering/selection/review
HBBOX | Hose bibb stainless recessedbox upgrade | EA | 5 | 5 | 90 | 450 | Detail completion | B0932 | HOLD - engineering/selection/review
HCLIP | Plywood H-clips | EA | 369 | 500 | 0.42 | 210 | Shell / partitions | B0068 | HOLD - engineering/selection/review
HEADER | Interior steel door headers | LF | 120 | 130 | 3.5 | 455 | Shell / partitions | B0061 | HOLD - engineering/selection/review
HEATKIT | Matched 5k W supplemental heater kit | EA | 1 | 1 | 220 | 220 | Equipment / refrigerant / condensate | B0605 | HOLD - engineering/selection/review
HOODAPP | Cooking hood appliance | EA | 2 | 2 | 500 | 1000 | Owner selection | B0893 | VERIFY quantity / selection before order
HOODCAP | 8 inch roof / wall termination | EA | 2 | 2 | 85 | 170 | Ventilation / closeout | B0671 | HOLD - engineering/selection/review
HOODDUCT | 8 inch galvanized cooking exhaust | LF | 50 | 50 | 8 | 400 | Ventilation / closeout | B0669 | HOLD - engineering/selection/review
HOODEL | 8 inch exhaust elbow | EA | 6 | 6 | 32 | 192 | Ventilation / closeout | B0670 | HOLD - engineering/selection/review
HOODFLASH | Hood penetration flashing | EA | 2 | 2 | 55 | 110 | Ventilation / closeout | B0672 | HOLD - engineering/selection/review
HP1 | HP-1 4 ton R454B heat pump , scheduled Trane | EA | 1 | 1 | 5200 | 5200 | Equipment / refrigerant / condensate | B0603 | HOLD - engineering/selection/review
HPANCH | Engineered condenser wind anchor kit | kit | 1 | 1 | 120 | 120 | Equipment / refrigerant / condensate | B0608 | HOLD - engineering/selection/review
HPPAD | Condenser concrete pad | EA | 1 | 1 | 190 | 190 | Equipment / refrigerant / condensate | B0607 | HOLD - engineering/selection/review
HVACSTART | Nitrogen pressure test /evacuation/ refrigerant charge | activity | 1 | 1 | 150 | 150 | Ventilation / closeout | B0678 | HOLD - engineering/selection/review
ICEBOX | Ice maker outlet box with valve / arrestor | EA | 2 | 2 | 48 | 96 | IM1 Kitchen refrigerator; IM2 Pantry refrigerator | B0372, B0374 | HOLD - engineering/selection/review
ICESUP | Braided ice maker connector | EA | 2 | 2 | 18 | 36 | IM1 Kitchen refrigerator; IM2 Pantry refrigerator | B0373, B0375 | HOLD - engineering/selection/review
INS-0.5 | Closed-cell water pipe insulation 0.5 inch, provisional1/2wall | LF | 742 | 780 | 1.05 | 819 | Water distribution | B0422 | HOLD - engineering/selection/review
INS-0.75 | Closed-cell water pipe insulation 0.75 inch, provisional1/2wall | LF | 157 | 168 | 1.2 | 201.6 | Water distribution | B0428 | HOLD - engineering/selection/review
INS-1 | Closed-cell water pipe insulation 1 inch, provisional1/2wall | LF | 64 | 72 | 1.35 | 97.2 | Water distribution | B0434 | HOLD - engineering/selection/review
INS-1.5 | Closed-cell water pipe insulation 1.5 inch, provisional1/2wall | LF | 141 | 150 | 1.65 | 247.5 | Water distribution | B0440 | HOLD - engineering/selection/review
INS-2 | Closed-cell water pipe insulation 2 inch, provisional1/2wall | LF | 59 | 66 | 1.95 | 128.7 | Water distribution | B0446 | HOLD - engineering/selection/review
IRR | Irrigation poly lateral | LF | 400 | 400 | 0.45 | 180 | Site / landscape | B0017 | VERIFY quantity / selection before order
IRRBACK | Irrigation backflow assembly | EA | 1 | 1 | 450 | 450 | Site / landscape | B0021 | VERIFY quantity / selection before order
IRRCTL | Irrigation controller | EA | 1 | 1 | 220 | 220 | Site / landscape | B0020 | VERIFY quantity / selection before order
IRRHD | Irrigation heads | EA | 24 | 24 | 18 | 432 | Site / landscape | B0018 | VERIFY quantity / selection before order
IRRVAL | Irrigation zone valves | EA | 4 | 4 | 45 | 180 | Site / landscape | B0019 | VERIFY quantity / selection before order
IRRWIRE | Irrigation control cable | LF | 250 | 250 | 0.32 | 80 | Site / landscape | B0022 | VERIFY quantity / selection before order
ISTUD | Interior3-5/8 inch steel studs | LF | 4128 | 4464 | 1.35 | 6026.4 | Shell / partitions | B0059 | HOLD - engineering/selection/review
ITRACK | Interior3-5/8 inch track | LF | 784 | 850 | 1.15 | 977.5 | Shell / partitions | B0060 | HOLD - engineering/selection/review
JAMB | Masonry jamb straps/anchors | EA | 120 | 120 | 4.5 | 540 | Masonry shell | B0049 | VERIFY quantity / selection before order
JBOX | Accessible4 inchsquare junction box /cover | EA | 12 | 12 | 7 | 84 | Devices / accessories | B0816 | HOLD - engineering/selection/review
JOINT | Slab sawcut control joints | LF | 300 | 300 | 0.08 | 24 | Foundations | B0037 | VERIFY quantity / selection before order
JOINTCOMP | Joint compound 4.5 gal | pail | 38 | 38 | 25 | 950 | Interior / exterior finishes | B0173 | VERIFY quantity / selection before order
JOINTTAPE | Paper jointtape | LF | 4000 | 4000 | 0.018 | 72 | Interior / exterior finishes | B0174 | VERIFY quantity / selection before order
KSERV | 2 inch Type K copper water service | LF | 72 | 80 | 25 | 2000 | Water service / distribution | B0459 | HOLD - engineering/selection/review
KTRANS | 2 inch Type K serviceendtransition | EA | 2 | 2 | 75 | 150 | Water service / distribution | B0460 | HOLD - engineering/selection/review
LABEL | Circuit/deviceidentificationlabels | EA | 200 | 200 | 0.15 | 30 | Devices / accessories | B0824 | HOLD - engineering/selection/review
LABELP | Pipe/valve labels | EA | 60 | 60 | 1.2 | 72 | Service / waterheating / closeout | B0417 | HOLD - engineering/selection/review
LANDCABLE | 12/2 landscape LV cable | LF | 200 | 200 | 0.55 | 110 | Devices / accessories | B0829 | HOLD - engineering/selection/review
LANDLIGHT | Landscape light fixture | EA | 8 | 8 | 55 | 440 | Devices / accessories | B0830 | HOLD - engineering/selection/review
LANDSOIL | Landscape soil / mulch | CY | 12 | 12 | 65 | 780 | Site / landscape | B0023 | VERIFY quantity / selection before order
LANDTRANS | Landscape-light transformer/timer | EA | 1 | 1 | 180 | 180 | Devices / accessories | B0828 | HOLD - engineering/selection/review
LATH | Galvanized metal lath | SF | 1852.696 | 2016 | 0.95 | 1915.2 | Interior / exterior finishes | B0178 | VERIFY quantity / selection before order
LEADER | 4x4aluminum leader | LF | 105 | 120 | 7 | 840 | Roof / storm | B0090 | HOLD - engineering/selection/review
LEADEREL | Leader elbow | EA | 14 | 14 | 18 | 252 | Roof / storm | B0091 | HOLD - engineering/selection/review
LEADERHD | Collector head | EA | 7 | 7 | 130 | 910 | Roof / storm | B0089 | HOLD - engineering/selection/review
LEADERSTR | Leader strap | EA | 35 | 35 | 5 | 175 | Roof / storm | B0092 | HOLD - engineering/selection/review
LED | Recessed LED downlight with driver/ junction box | EA | 51 | 51 | 22 | 1122 | Enclosed porch; Entry/halls/dropoff; Great room; Kitchen; Laundry; Master; Master closets; Pantry; Study; Suite2; Suite3; Suite4; West closets /linen | B0688, B0694, B0700, B0706, B0712, B0718, B0726, B0733, B0740, B0745, B0775, B0779, B0782 | HOLD - engineering/selection/review
LEDW | Wet-location recessed LED with driver / junction box | EA | 6 | 6 | 30 | 180 | Entry/halls/dropoff; Master bath; Suite 2 bath; Suite 3 bath; Suite 4 bath | B0750, B0757, B0763, B0769, B0783 | HOLD - engineering/selection/review
LEVEL | Floor prep /leveler50lb | bag | 24 | 24 | 35 | 840 | Interior / exterior finishes | B0186 | VERIFY quantity / selection before order
LFNC | 3/4liquidtightconduit | LF | 30 | 30 | 1.2 | 36 | Service / feeders / equipment | B0867 | HOLD - engineering/selection/review
LFNCCON | 3/4liquidtightconnector | EA | 6 | 6 | 4 | 24 | Service / feeders / equipment | B0868 | HOLD - engineering/selection/review
LINEN | Linen/ pantry shelving | LF | 65 | 65 | 16 | 1040 | Millworkaccessories | B0221 | VERIFY quantity / selection before order
LINTEL | Opening lintel concrete/rebar fabrication provision | LF | 165 | 165 | 28 | 4620 | Masonry shell | B0048 | VERIFY quantity / selection before order
LOCK-EXT | Lever/lockset hardware | EA | 4 | 4 | 130 | 520 | D1; D11; D22; D24 | B0109, B0126, B0142, B0146 | HOLD - engineering/selection/review
LOCK-INT | Lever/lockset hardware | EA | 14 | 14 | 45 | 630 | D10; D12; D17; D2; D20; D23; D29; D3; D31; D32; D34; D4; D5; D7 | B0111, B0113, B0115, B0117, B0120, B0124, B0128, B0134, B0140, B0144, B0153, B0156, B0158, B0162 | HOLD - engineering/selection/review
MAINV | 2 inch lead-free isolation ball valve | EA | 2 | 2 | 135 | 270 | Service / waterheating / closeout | B0407 | HOLD - engineering/selection/review
MASTIC | Duct sealing mastic | GAL | 10 | 10 | 28 | 280 | Ductwork accessories | B0597 | HOLD - engineering/selection/review
MESH | 6x6 W1.4 welded mesh | SF | 3797 | 4500 | 0.35 | 1575 | Foundations | B0028 | VERIFY quantity / selection before order
METER | 200Ameter/socket/service disconnectenclosure | EA | 1 | 1 | 650 | 650 | Service / feeders / equipment | B0843 | HOLD - engineering/selection/review
MICRO | Microwave | EA | 2 | 2 | 300 | 600 | Owner selection | B0891 | VERIFY quantity / selection before order
MIRROR | Bathroom mirror | EA | 5 | 5 | 180 | 900 | Interior / exterior finishes | B0198 | VERIFY quantity / selection before order
MORTAR | Type S mortar80lb bags | bag | 181 | 191 | 10 | 1910 | Masonry shell | B0044 | VERIFY quantity / selection before order
MUA | Makeup air motorized damper /controller provision | kit | 1 | 1 | 450 | 450 | Ventilation / closeout | B0673 | HOLD - engineering/selection/review
MUADUCT | 8 inch makeup air duct | LF | 25 | 25 | 8 | 200 | Ventilation / closeout | B0674 | HOLD - engineering/selection/review
MUAEL | 8 inch makeup air elbow | EA | 3 | 3 | 32 | 96 | Ventilation / closeout | B0676 | HOLD - engineering/selection/review
MUAFILT | Makeup air filter box /intake | EA | 1 | 1 | 140 | 140 | Ventilation / closeout | B0675 | HOLD - engineering/selection/review
NAILPL | Cable protection plate | EA | 160 | 160 | 0.65 | 104 | Devices / accessories | B0819 | HOLD - engineering/selection/review
NM-10/3 | Copper NM-B 10/3 with ground , dry interior | LF | 48 | 100 | 2.1 | 210 | Branch cable | B0834 | HOLD - engineering/selection/review
NM-12/2 | Copper NM-B 12/2 with ground , dry interior | LF | 2686 | 3250 | 0.724 | 2353 | Branch cable | B0831 | HOLD - engineering/selection/review
NM-14/2 | Copper NM-B 14/2 with ground , dry interior | LF | 1067 | 1250 | 0.496 | 620 | Branch cable | B0832 | HOLD - engineering/selection/review
NM-14/3 | Copper NM-B 14/3 with ground , dry interior | LF | 466 | 750 | 0.8 | 600 | Branch cable | B0833 | HOLD - engineering/selection/review
NM-6/3 | Copper NM-B 6/3 with ground , dry interior | LF | 49 | 100 | 4.8 | 480 | Branch cable | B0837 | HOLD - engineering/selection/review
NM-8/2 | Copper NM-B 8/2 with ground , dry interior | LF | 152 | 200 | 2.65 | 530 | Branch cable | B0836 | HOLD - engineering/selection/review
NM-8/3 | Copper NM-B 8/3 with ground , dry interior | LF | 74 | 100 | 3.3 | 330 | Branch cable | B0835 | HOLD - engineering/selection/review
NMCON | NM cable clamp connector | EA | 350 | 350 | 0.4 | 140 | Devices / accessories | B0817 | HOLD - engineering/selection/review
OPENANCH | Approved frame anchors | EA | 800 | 900 | 0.85 | 765 | Opening installation | B0165 | HOLD - engineering/selection/review
OPENER | Garage operator, rail, remotes and sensors | EA | 2 | 2 | 420 | 840 | D26; D27 | B0149, B0151 | HOLD - engineering/selection/review
OPENFOAM | Low-expansion window foam | can | 25 | 25 | 12 | 300 | Opening installation | B0166 | HOLD - engineering/selection/review
OPENSEAL | Opening sealant | tube | 65 | 65 | 9 | 585 | Opening installation | B0167 | HOLD - engineering/selection/review
OVERFLOW | Independent overflow scupper | EA | 7 | 7 | 180 | 1260 | Roof / storm | B0088 | HOLD - engineering/selection/review
PAINTEX | Exterior paint /sealer | GAL | 30 | 35 | 42 | 1470 | Interior / exterior finishes | B0182 | VERIFY quantity / selection before order
PAINTIN | Interior finish paint | GAL | 86 | 95 | 40 | 3800 | Interior / exterior finishes | B0181 | VERIFY quantity / selection before order
PAINTPR | Interior primer | GAL | 43 | 50 | 26 | 1300 | Interior / exterior finishes | B0180 | VERIFY quantity / selection before order
PANEL | 200A60spaceinterior load center /trim | EA | 1 | 1 | 450 | 450 | Service / feeders / equipment | B0844 | HOLD - engineering/selection/review
PANMORTAR | Shower pan slope mortar60lb | bag | 25 | 25 | 9 | 225 | Interior / exterior finishes | B0191 | VERIFY quantity / selection before order
PATCH | 16portpatchpanel | EA | 1 | 1 | 55 | 55 | Low voltage | B0882 | HOLD - engineering/selection/review
PENAC | Line set wall seal/sleeve | EA | 2 | 2 | 35 | 70 | Equipment / refrigerant / condensate | B0626 | HOLD - engineering/selection/review
PEND | Pendant/decorativefixture allowance | EA | 4 | 4 | 180 | 720 | Kitchen; Master bath | B0734, B0751 | HOLD - engineering/selection/review
PIGTAIL | Copper ground pigtail /screw | EA | 190 | 190 | 0.55 | 104.5 | Devices / accessories | B0821 | HOLD - engineering/selection/review
PIPESHIELD | Pipe insulation support shield | EA | 80 | 80 | 2.5 | 200 | Detail completion | B0933 | HOLD - engineering/selection/review
PLENUM | AHU supply/return insulated plenum | EA | 2 | 2 | 190 | 380 | Ductwork accessories | B0593 | HOLD - engineering/selection/review
PLY | 5/8 inch plywood roof sheathing | SF | 3912 | 4320 | 1.25 | 5400 | Shell / partitions | B0067 | HOLD - engineering/selection/review
POCKETKIT | Pocket frame/track kit | EA | 3 | 3 | 230 | 690 | D18; D19; D33 | B0136, B0138, B0160 | HOLD - engineering/selection/review
PROTECT | Floor surface protection | SF | 3122 | 3122 | 0.2 | 624.4 | Internal delivery | B0905 | VERIFY quantity / selection before order
PRV | 2 inch water pressure reducing valve provision | EA | 1 | 1 | 425 | 425 | Service / waterheating / closeout | B0405 | HOLD - engineering/selection/review
PSAND | Polymeric sand | bag | 16 | 16 | 32 | 512 | Site / landscape | B0014 | VERIFY quantity / selection before order
QUARTZ | Quartz top fabricated with cutouts | SF | 190 | 192 | 55 | 10560 | Enclosed porch kitchen; Guest baths; Kitchen; Kitchen island; Laundry; Master bath; Pantry | B0203, B0207, B0209, B0212, B0214, B0216, B0217 | VERIFY quantity / selection before order
RABDAMP | Returnbranch balancingdamper | EA | 8 | 8 | 28 | 224 | Detail completion | B0935 | HOLD - engineering/selection/review
RANGE | Main electric range | EA | 1 | 1 | 1600 | 1600 | Owner selection | B0889 | VERIFY quantity / selection before order
RANGEOUT | 50A4wirecookingreceptacle/box | EA | 2 | 2 | 35 | 70 | Devices / accessories | B0814 | HOLD - engineering/selection/review
REBAR5 | Footing #5 Grade60 bar | LF | 1054 | 1220 | 0.95 | 1159 | Foundations | B0033 | VERIFY quantity / selection before order
REC | 20A tamper-resistant duplex | EA | 42 | 42 | 4.5 | 189 | Enclosed porch; Entry/halls/dropoff; Great room; Master; Master closets; Study; Suite2; Suite3; Suite4 | B0687, B0693, B0699, B0705, B0711, B0717, B0724, B0774, B0781 | HOLD - engineering/selection/review
RECBOX | Deep device box with steel-stud mount | EA | 91 | 91 | 4.2 | 382.2 | Enclosed porch; Entry/halls/dropoff; Exterior; Garage; Great room; Kitchen; Laundry; Master; Master bath; Master closets; Pantry; Study; Suite 2 bath; Suite 3 bath; Suite 4 bath; Suite2; Suite3; Suite4 | B0691, B0697, B0703, B0709, B0715, B0722, B0730, B0737, B0742, B0747, B0754, B0760, B0766, B0772, B0777, B0786, B0791, B0795 | HOLD - engineering/selection/review
RECP | 20A TR duplex on protected circuit; exterior WR below | EA | 49 | 49 | 5.5 | 269.5 | Enclosed porch; Exterior; Garage; Kitchen; Laundry; Master bath; Pantry; Suite 2 bath; Suite 3 bath; Suite 4 bath | B0725, B0732, B0739, B0744, B0749, B0756, B0762, B0768, B0788, B0793 | HOLD - engineering/selection/review
RECPLATE | Receptacle faceplate | EA | 91 | 91 | 1.2 | 109.2 | Enclosed porch; Entry/halls/dropoff; Exterior; Garage; Great room; Kitchen; Laundry; Master; Master bath; Master closets; Pantry; Study; Suite 2 bath; Suite 3 bath; Suite 4 bath; Suite2; Suite3; Suite4 | B0692, B0698, B0704, B0710, B0716, B0723, B0731, B0738, B0743, B0748, B0755, B0761, B0767, B0773, B0778, B0787, B0792, B0796 | HOLD - engineering/selection/review
REF | Refrigerator | EA | 2 | 2 | 1700 | 3400 | Owner selection | B0887 | VERIFY quantity / selection before order
RING | Entry powered smart camera allowance | EA | 1 | 1 | 150 | 150 | Devices / accessories | B0827 | HOLD - engineering/selection/review
ROD | 5/8x8 ft ground rod | EA | 2 | 2 | 28 | 56 | Service / feeders / equipment | B0859 | HOLD - engineering/selection/review
RODCLAMP | Listed ground rod clamp | EA | 2 | 2 | 8 | 16 | Service / feeders / equipment | B0860 | HOLD - engineering/selection/review
ROOFSC | Roof-to-steel approved screws | EA | 11000 | 11000 | 0.13 | 1430 | Shell / partitions | B0069 | HOLD - engineering/selection/review
RPLATE | Insulation plates/screws | EA | 2400 | 2600 | 0.85 | 2210 | Roof / storm | B0080 | HOLD - engineering/selection/review
SANCON | City sanitary tie-in fittings | kit | 1 | 1 | 300 | 300 | DWV installation | B0511 | HOLD - engineering/selection/review
SCLEAT | S-drivecleats and joint flanges | LF | 700 | 770 | 0.8 | 616 | Ductwork accessories | B0598 | HOLD - engineering/selection/review
SCONC | Slab concrete 4000psi | CY | 47.173 | 50.5 | 205 | 10352.5 | Foundations | B0026 | VERIFY quantity / selection before order
SCONCE | Exterior wall light | EA | 4 | 4 | 110 | 440 | Devices / accessories | B0809 | HOLD - engineering/selection/review
SCRBOARD | 5/16 fiber cement both faces | SF | 160 | 160 | 1.4 | 224 | Acoustic screen | B0682 | HOLD - engineering/selection/review
SCRCLIP | A33/SP1clips | EA | 40 | 40 | 3 | 120 | Acoustic screen | B0684 | HOLD - engineering/selection/review
SCRFIX | Screen screw / nail pack | pack | 1 | 1 | 45 | 45 | Acoustic screen | B0686 | HOLD - engineering/selection/review
SCRFOAM | 1 inch sound foam | SF | 80 | 80 | 1.6 | 128 | Acoustic screen | B0683 | HOLD - engineering/selection/review
SCRFOOT | Screen post footing concrete | CY | 0.5 | 1 | 210 | 210 | Acoustic screen | B0685 | HOLD - engineering/selection/review
SCRPOST | PT4x4 screen post 8 ft | EA | 4 | 4 | 20 | 80 | Acoustic screen | B0680 | HOLD - engineering/selection/review
SCRSTUD | PT2x4 screen framing | LF | 180 | 180 | 0.75 | 135 | Acoustic screen | B0681 | HOLD - engineering/selection/review
SCUPPER | Primary TPO-clad scupper | EA | 7 | 7 | 210 | 1470 | Roof / storm | B0087 | HOLD - engineering/selection/review
SEALE | Electrical penetration sealant | tube | 10 | 10 | 18 | 180 | Devices / accessories | B0823 | HOLD - engineering/selection/review
SEALROOF | Roof sealant cartridges | EA | 40 | 40 | 12 | 480 | Roof / storm | B0086 | HOLD - engineering/selection/review
SERVAD | 2 inchterminaladapter/bushing | EA | 4 | 4 | 4 | 16 | Service / feeders / equipment | B0852 | HOLD - engineering/selection/review
SERVCOUP | 2 inch PVC coupling | EA | 6 | 6 | 2.2 | 13.2 | Service / feeders / equipment | B0851 | HOLD - engineering/selection/review
SERVCU | 2/0copper THWN-2 service conductors | LF | 90 | 90 | 5.5 | 495 | Service / feeders / equipment | B0848 | HOLD - engineering/selection/review
SERVEL | 2 inch PVC long radius elbow | EA | 4 | 4 | 18 | 72 | Service / feeders / equipment | B0850 | HOLD - engineering/selection/review
SERVPVC | 2 inch PVC service conduit | LF | 30 | 30 | 2.8 | 84 | Service / feeders / equipment | B0849 | HOLD - engineering/selection/review
SHAD | CPVC-to-valve threaded transition | EA | 17 | 17 | 6 | 102 | S1 Suite2 bath; S2 Suite3 bath; S3 Master shower primary; S4 Master shower secondary head; T1 Master bath; T2 Suite4 bath | B0326, B0333, B0340, B0347, B0353, B0357 | HOLD - engineering/selection/review
SHBRACE | Valve/head support bracket | EA | 10 | 10 | 5 | 50 | S1 Suite2 bath; S2 Suite3 bath; S3 Master shower primary; S4 Master shower secondary head; T2 Suite4 bath | B0327, B0334, B0341, B0348, B0358 | HOLD - engineering/selection/review
SHDRAIN | 2 inch bonding shower drain | EA | 3 | 3 | 80 | 240 | S1 Suite2 bath; S2 Suite3 bath; S3 Master shower primary | B0328, B0335, B0342 | HOLD - engineering/selection/review
SHDROP | Brass drop-ear elbow1/2 | EA | 5 | 5 | 9 | 45 | S1 Suite2 bath; S2 Suite3 bath; S3 Master shower primary; S4 Master shower secondary head; T2 Suite4 bath | B0325, B0332, B0339, B0346, B0356 | HOLD - engineering/selection/review
SHEATH | 1/2 inch glass-mat exterior sheathing | SF | 2686.696 | 2976 | 1.45 | 4315.2 | Shell / partitions | B0065 | HOLD - engineering/selection/review
SHEATHSC | Exterior sheathing screws | EA | 5000 | 5000 | 0.07 | 350 | Shell / partitions | B0066 | HOLD - engineering/selection/review
SHOWERGLASS | Shower glass /enclosure fabricated | EA | 3 | 3 | 1450 | 4350 | Interior / exterior finishes | B0192 | VERIFY quantity / selection before order
SHTRAP | 2 inch PVC solvent P-trap | EA | 3 | 3 | 12 | 36 | S1 Suite2 bath; S2 Suite3 bath; S3 Master shower primary | B0329, B0336, B0343 | HOLD - engineering/selection/review
SHTRIM | Shower trim/head/arm/flange set | EA | 5 | 5 | 180 | 900 | S1 Suite2 bath; S2 Suite3 bath; S3 Master shower primary; S4 Master shower secondary head; T2 Suite4 bath | B0324, B0331, B0338, B0345, B0355 | HOLD - engineering/selection/review
SHVAL | Pressure-balance shower rough valve | EA | 5 | 5 | 130 | 650 | S1 Suite2 bath; S2 Suite3 bath; S3 Master shower primary; S4 Master shower secondary head; T2 Suite4 bath | B0323, B0330, B0337, B0344, B0354 | HOLD - engineering/selection/review
SILLPAN | Exterior opening sill pans | EA | 26 | 26 | 55 | 1430 | Opening installation | B0164 | HOLD - engineering/selection/review
SILT | Silt fence installed | LF | 300 | 300 | 1.3 | 390 | Site / landscape | B0001 | VERIFY quantity / selection before order
SLEEVE | Pipe wall/slab sleeve | EA | 48 | 48 | 4 | 192 | Service / waterheating / closeout | B0415 | HOLD - engineering/selection/review
SMALLTOOLS | Small tool wear /PPE/sawblades | kit | 1 | 1 | 1800 | 1800 | Internal delivery | B0906 | VERIFY quantity / selection before order
SMBOX | Smoke alarm ceiling box | EA | 7 | 7 | 3.5 | 24.5 | Devices / accessories | B0812 | HOLD - engineering/selection/review
SMOKE | Hardwired photoelectric smoke/COalarm | EA | 7 | 7 | 55 | 385 | Devices / accessories | B0811 | HOLD - engineering/selection/review
SOAK | Condensate soakaway stone /receptor | EA | 1 | 1 | 65 | 65 | Equipment / refrigerant / condensate | B0634 | HOLD - engineering/selection/review
SOD | Sod and preparation | SF | 4000 | 4000 | 0.65 | 2600 | Site / landscape | B0015 | VERIFY quantity / selection before order
SOFFIT | Stucco soffit substrate | SF | 160 | 192 | 2.1 | 403.2 | Roof / storm | B0097 | HOLD - engineering/selection/review
SOUNDINS | Interior acoustic batts | SF | 2822.4 | 2964 | 0.8 | 2371.2 | Shell / partitions | B0073 | HOLD - engineering/selection/review
SPD | Type2surgeprotective deviceand2polebreaker | EA | 1 | 1 | 170 | 170 | Service / feeders / equipment | B0847 | HOLD - engineering/selection/review
STAKES | Form stakes reusable allowance | EA | 180 | 180 | 2.2 | 396 | Foundations | B0032 | VERIFY quantity / selection before order
STAPLE | Listed cable support /staple | EA | 1500 | 1500 | 0.06 | 90 | Devices / accessories | B0820 | HOLD - engineering/selection/review
STONE | Decorative front-elevation stone veneer | SF | 250 | 275 | 9 | 2475 | Frontaccentpanels | B0924 | VERIFY quantity / selection before order
STONEL | Stone veneer lath/anchors | SF | 250 | 250 | 1.2 | 300 | Frontaccentpanels | B0926 | VERIFY quantity / selection before order
STONEM | Stone veneer setting mortar80lb | bag | 18 | 18 | 20 | 360 | Frontaccentpanels | B0925 | VERIFY quantity / selection before order
STOP | 1/2 x3/8 quarter-turn angle stop | EA | 20 | 20 | 12 | 240 | K1 Kitchen island; K2 Porch kitchen; L1 Suite2 bath; L2 Suite3 bath; L3 Suite4 bath; L4 Master bath north; L5 Master bath south; U1 Laundry; W1 Suite2 bath; W2 Suite3 bath; W3 Suite4 bath; W4 Master bath | B0225, B0233, B0241, B0249, B0257, B0265, B0275, B0285, B0295, B0303, B0311, B0319 | HOLD - engineering/selection/review
STORM | 4 inch solid storm pipe | LF | 200 | 220 | 4 | 880 | Roof / storm | B0093 | HOLD - engineering/selection/review
STORM45 | 4 inchstorm 45 elbow | EA | 14 | 14 | 12 | 168 | Roof / storm | B0094 | HOLD - engineering/selection/review
STORMEND | Drainage outlet/cleanout terminal | EA | 7 | 7 | 42 | 294 | Roof / storm | B0096 | HOLD - engineering/selection/review
STORMTEE | 4 inchstormwye | EA | 7 | 7 | 22 | 154 | Roof / storm | B0095 | HOLD - engineering/selection/review
STRAPE | Conduit straps | EA | 80 | 80 | 0.5 | 40 | Service / feeders / equipment | B0875 | HOLD - engineering/selection/review
STUB | 1/2 threaded transition/stub-out | EA | 20 | 20 | 7 | 140 | K1 Kitchen island; K2 Porch kitchen; L1 Suite2 bath; L2 Suite3 bath; L3 Suite4 bath; L4 Master bath north; L5 Master bath south; U1 Laundry; W1 Suite2 bath; W2 Suite3 bath; W3 Suite4 bath; W4 Master bath | B0230, B0238, B0246, B0254, B0262, B0270, B0280, B0290, B0298, B0306, B0314, B0322 | HOLD - engineering/selection/review
STUCCO | Stucco cement/sand dry mix80lb | bag | 213 | 231 | 12.5 | 2887.5 | Interior / exterior finishes | B0176 | VERIFY quantity / selection before order
STUCCOBEAD | Stucco weep/corner/ control bead | LF | 800 | 840 | 1.4 | 1176 | Interior / exterior finishes | B0179 | VERIFY quantity / selection before order
STUDSCREW | Self-drilling framing screws | EA | 6500 | 7000 | 0.075 | 525 | Shell / partitions | B0063 | HOLD - engineering/selection/review
SUBPANEL | 100A24space subpanel/trim | EA | 1 | 1 | 180 | 180 | Service / feeders / equipment | B0845 | HOLD - engineering/selection/review
SW | Single-pole decora switch | EA | 48 | 48 | 4.5 | 216 | Enclosed porch; Entry/halls/dropoff; Exterior; Garage; Great room; Kitchen; Laundry; Master; Master bath; Master closets; Pantry; Study; Suite 2 bath; Suite 3 bath; Suite 4 bath; Suite2; Suite3; Suite4; West closets /linen | B0690, B0696, B0702, B0708, B0714, B0720, B0728, B0735, B0741, B0746, B0753, B0759, B0765, B0771, B0776, B0780, B0784, B0789, B0794 | HOLD - engineering/selection/review
SW3 | Three-way decora switch | EA | 14 | 14 | 8 | 112 | Enclosed porch; Entry/halls/dropoff; Garage; Great room; Kitchen | B0721, B0729, B0736, B0785, B0790 | HOLD - engineering/selection/review
SWBOX1 | 1gang switch box | EA | 20 | 20 | 4 | 80 | Devices / accessories | B0797 | HOLD - engineering/selection/review
SWBOX2 | 2gang switch box | EA | 14 | 14 | 6 | 84 | Devices / accessories | B0798 | HOLD - engineering/selection/review
SWBOX3 | 3gang switch box | EA | 6 | 6 | 8 | 48 | Devices / accessories | B0799 | HOLD - engineering/selection/review
SWPL1 | 1gang switch plate | EA | 20 | 20 | 1.2 | 24 | Devices / accessories | B0800 | HOLD - engineering/selection/review
SWPL2 | 2gang switch plate | EA | 14 | 14 | 2 | 28 | Devices / accessories | B0801 | HOLD - engineering/selection/review
SWPL3 | 3gang switch plate | EA | 6 | 6 | 3 | 18 | Devices / accessories | B0802 | HOLD - engineering/selection/review
TAPER | Tapered roof insulation slope provision | SF | 3912 | 4128 | 2.1 | 8668.8 | Roof / storm | B0076 | HOLD - engineering/selection/review
TEMPWATER | Temporary water /hoses | kit | 1 | 1 | 250 | 250 | Internal delivery | B0899 | VERIFY quantity / selection before order
TERM | Termination bar | LF | 278 | 300 | 2.1 | 630 | Roof / storm | B0081 | HOLD - engineering/selection/review
TERMITE | Pretreat soil treatment | SF | 3797 | 3797 | 0.32 | 1215.04 | Site / landscape | B0009 | VERIFY quantity / selection before order
THERMBAR | Foam thermal/ignition barrier coating | SF | 3912 | 4108 | 0.45 | 1848.6 | Shell / partitions | B0071 | HOLD - engineering/selection/review
THERMOSTAT | Heat pump thermostat with humidity capability | EA | 1 | 1 | 180 | 180 | Equipment / refrigerant / condensate | B0611 | HOLD - engineering/selection/review
THINSET | Floor thinset 50lb | bag | 63 | 67 | 28 | 1876 | Interior / exterior finishes | B0184 | VERIFY quantity / selection before order
TIEWIRE | 16ga annealed tie wire | LB | 40 | 40 | 2.5 | 100 | Foundations | B0035 | VERIFY quantity / selection before order
TPO | White60mil TPO membrane | SF | 4746 | 6000 | 1.15 | 6900 | Roof / storm | B0078 | HOLD - engineering/selection/review
TRACKANCH | Track concrete anchors | EA | 474 | 500 | 0.8 | 400 | Shell / partitions | B0064 | HOLD - engineering/selection/review
TRANS | Rectangular duct size transition, assorted | EA | 14 | 14 | 48 | 672 | Ductwork accessories | B0590 | HOLD - engineering/selection/review
TRAP | 1-1/2 tubular P-trap kit | EA | 8 | 8 | 15 | 120 | K1 Kitchen island; K2 Porch kitchen; L1 Suite2 bath; L2 Suite3 bath; L3 Suite4 bath; L4 Master bath north; L5 Master bath south; U1 Laundry | B0227, B0235, B0243, B0251, B0259, B0267, B0277, B0287 | HOLD - engineering/selection/review
TRAPAD | DWV1-1/2 trap adapter | EA | 8 | 8 | 3 | 24 | K1 Kitchen island; K2 Porch kitchen; L1 Suite2 bath; L2 Suite3 bath; L3 Suite4 bath; L4 Master bath north; L5 Master bath south; U1 Laundry | B0228, B0236, B0244, B0252, B0260, B0268, B0278, B0288 | HOLD - engineering/selection/review
TREE | New canopy tree | EA | 1 | 1 | 550 | 550 | Site / landscape | B0016 | VERIFY quantity / selection before order
TREEPRO | Tree protection fencing | LF | 100 | 100 | 1.4 | 140 | Site / landscape | B0002 | VERIFY quantity / selection before order
TRIMNAIL | Finish nails | EA | 5000 | 5000 | 0.012 | 60 | Interior / exterior finishes | B0195 | VERIFY quantity / selection before order
TRUSS | Engineered steel roof trusses fabricated | SF | 3912 | 3912 | 7.25 | 28362 | Shell / partitions | B0053 | HOLD - engineering/selection/review
TRUSSENG | Truss engineering/shop drawings | service | 1 | 1 | 2200 | 2200 | Shell / partitions | B0054 | HOLD - engineering/selection/review
TUB60 | 60x36 bathtub | EA | 1 | 1 | 650 | 650 | T2 Suite4 bath | B0359 | HOLD - engineering/selection/review
TUBFILL | Freestanding tub filler and rough mount | EA | 1 | 1 | 850 | 850 | T1 Master bath | B0350 | HOLD - engineering/selection/review
TUBFREE | Freestanding soaking tub | EA | 1 | 1 | 1400 | 1400 | T1 Master bath | B0349 | HOLD - engineering/selection/review
TUBSPOUT | Tub diverter spout | EA | 1 | 1 | 45 | 45 | T2 Suite4 bath | B0362 | HOLD - engineering/selection/review
TUBTRAP | 1-1/2PVC solvent P-trap | EA | 2 | 2 | 10 | 20 | T1 Master bath; T2 Suite4 bath | B0352, B0361 | HOLD - engineering/selection/review
TUBWASTE | Tub waste/overflow kit | EA | 2 | 2 | 70 | 140 | T1 Master bath; T2 Suite4 bath | B0351, B0360 | HOLD - engineering/selection/review
TWIRE | 18/8thermostat/ control cable | LF | 125 | 250 | 0.61092 | 152.73 | Equipment / refrigerant / condensate | B0612 | HOLD - engineering/selection/review
UNION2 | 2 inch dielectric/transition unions | EA | 4 | 4 | 45 | 180 | Service / waterheating / closeout | B0408 | HOLD - engineering/selection/review
VANLIGHT | Bath vanity fixture | EA | 6 | 6 | 95 | 570 | Master bath; Suite 2 bath; Suite 3 bath; Suite 4 bath | B0752, B0758, B0764, B0770 | HOLD - engineering/selection/review
VAPOR | 6mil vapor retarder | SF | 3797 | 6000 | 0.065 | 390 | Foundations | B0029 | VERIFY quantity / selection before order
VAPTAPE | Vapor seam tape | LF | 720 | 900 | 0.08 | 72 | Foundations | B0030 | VERIFY quantity / selection before order
VBOOT | TPO-compatible2-1/2 vent boot | EA | 4 | 4 | 45 | 180 | DWV installation | B0506 | HOLD - engineering/selection/review
VERT5 | Vertical #5 reinforcing | LF | 1344 | 1480 | 0.95 | 1406 | Masonry shell | B0046 | VERIFY quantity / selection before order
VSTRAP | Vent wind restraint | EA | 8 | 8 | 12 | 96 | DWV installation | B0507 | HOLD - engineering/selection/review
WALLINS | Exterior wall insulation | SF | 2389.083 | 2509 | 0.95 | 2383.55 | Shell / partitions | B0072 | HOLD - engineering/selection/review
WALLTILE | Shower/tub wall tile | SF | 600 | 672 | 6 | 4032 | Interior / exterior finishes | B0187 | VERIFY quantity / selection before order
WASHER | Clothes washer | EA | 1 | 1 | 850 | 850 | Owner selection | B0894 | VERIFY quantity / selection before order
WATERBR | Water pipe expansionoffset/guide provision | kit | 1 | 1 | 120 | 120 | Detail completion | B0937 | HOLD - engineering/selection/review
WATERPROOF | Stemwall waterproof coating | SF | 556 | 584 | 0.65 | 379.6 | Masonry shell | B0050 | VERIFY quantity / selection before order
WATERPROOF | Hydro Ban-equivalent wet area membrane | SF | 700 | 770 | 1.5 | 1155 | Interior / exterior finishes | B0190 | VERIFY quantity / selection before order
WC | Elongated Water Sense toilet with seat | EA | 4 | 4 | 300 | 1200 | W1 Suite2 bath; W2 Suite3 bath; W3 Suite4 bath; W4 Master bath | B0291, B0299, B0307, B0315 | HOLD - engineering/selection/review
WCBOLT | Closet bolt/cap set | EA | 4 | 4 | 6 | 24 | W1 Suite2 bath; W2 Suite3 bath; W3 Suite4 bath; W4 Master bath | B0294, B0302, B0310, B0318 | HOLD - engineering/selection/review
WCSEAL | Closet seal | EA | 4 | 4 | 9 | 36 | W1 Suite2 bath; W2 Suite3 bath; W3 Suite4 bath; W4 Master bath | B0293, B0301, B0309, B0317 | HOLD - engineering/selection/review
WCSUP | Braided closet supply3/8x7/8 | EA | 4 | 4 | 9 | 36 | W1 Suite2 bath; W2 Suite3 bath; W3 Suite4 bath; W4 Master bath | B0296, B0304, B0312, B0320 | HOLD - engineering/selection/review
WGROUT | Wall grout 25lb | bag | 6 | 7 | 38 | 266 | Interior / exterior finishes | B0189 | VERIFY quantity / selection before order
WH55 | 55 gallon electric storage heater, ENT-55 basis | EA | 1 | 1 | 1400 | 1400 | Service / waterheating / closeout | B0395 | HOLD - engineering/selection/review
WHAUTO | Automatic whole-house water shutoff / sensors | EA | 1 | 1 | 550 | 550 | Service / waterheating / closeout | B0404 | HOLD - engineering/selection/review
WHBR | Expansion tank support bracket | EA | 1 | 1 | 22 | 22 | Service / waterheating / closeout | B0398 | HOLD - engineering/selection/review
WHBYP | Water shutoff sensor bypass / adapter provision | kit | 1 | 1 | 120 | 120 | Detail completion | B0931 | HOLD - engineering/selection/review
WHCHECK | 3/4checkvalve water heater provision | EA | 1 | 1 | 25 | 25 | Detail completion | B0930 | HOLD - engineering/selection/review
WHCON | Listed water heater flexibleconnector | EA | 2 | 2 | 28 | 56 | Service / waterheating / closeout | B0399 | HOLD - engineering/selection/review
WHEXP | Potable thermal expansion tank | EA | 1 | 1 | 70 | 70 | Service / waterheating / closeout | B0397 | HOLD - engineering/selection/review
WHIPCU | 8AWGcopper THWN-2whipconductors | LF | 60 | 60 | 0.85 | 51 | Service / feeders / equipment | B0869 | HOLD - engineering/selection/review
WHIPGND | 10AWGcopperwhipground | LF | 30 | 30 | 0.45 | 13.5 | Service / feeders / equipment | B0870 | HOLD - engineering/selection/review
WHPAN | 28 inch water heater pan | EA | 1 | 1 | 45 | 45 | Service / waterheating / closeout | B0396 | HOLD - engineering/selection/review
WHSTR | Water heater anchorage strapkit | EA | 1 | 1 | 28 | 28 | Service / waterheating / closeout | B0403 | HOLD - engineering/selection/review
WHTEE | 3/4lead-free water heater connection tee | EA | 3 | 3 | 8 | 24 | Detail completion | B0927 | HOLD - engineering/selection/review
WHTEMP | Water heater temperature gauge / well | EA | 1 | 1 | 28 | 28 | Detail completion | B0929 | HOLD - engineering/selection/review
WHTMV | Thermostatic mixingvalve assembly | EA | 1 | 1 | 170 | 170 | Service / waterheating / closeout | B0401 | HOLD - engineering/selection/review
WHUNION | 3/4 water heater union /adapter | EA | 4 | 4 | 12 | 48 | Detail completion | B0928 | HOLD - engineering/selection/review
WHVAL | 3/4 ball valve lead-free | EA | 2 | 2 | 22 | 44 | Service / waterheating / closeout | B0400 | HOLD - engineering/selection/review
WIN-W1 | Impact window W1, 5x2 ft | EA | 1 | 1 | 650 | 650 | W1 | B0099 | HOLD - engineering/selection/review
WIN-W2 | Impact window W2, 3x6 ft | EA | 4 | 4 | 1170 | 4680 | W2 | B0100 | HOLD - engineering/selection/review
WIN-W3 | Impact window W3, 6x2 ft | EA | 2 | 2 | 780 | 1560 | W3 | B0101 | HOLD - engineering/selection/review
WIN-W4 | Impact window W4, 3x3 ft | EA | 4 | 4 | 600 | 2400 | W4 | B0102 | HOLD - engineering/selection/review
WIN-W5 | Impact window W5, 3.08333x5 ft | EA | 1 | 1 | 1002.0833 | 1002.08 | W5 | B0103 | HOLD - engineering/selection/review
WIN-W6 | Impact window W6, 8x2 ft | EA | 2 | 2 | 1040 | 2080 | W6 | B0104 | HOLD - engineering/selection/review
WIN-W7 | Impact window W7, 1.83333x9 ft | EA | 1 | 1 | 1072.5 | 1072.5 | W7 | B0105 | HOLD - engineering/selection/review
WIN-W8 | Impact window W8, 4x4 ft | EA | 1 | 1 | 1040 | 1040 | W8 | B0106 | HOLD - engineering/selection/review
WIN-W9 | Impact window W9, 11.1667x2 ft | EA | 2 | 2 | 1451.6667 | 2903.33 | W9 | B0107 | HOLD - engineering/selection/review
WINE | Wine cooler | EA | 1 | 1 | 600 | 600 | Owner selection | B0892 | VERIFY quantity / selection before order
WIRENUT | Listed splice connector | EA | 1200 | 1200 | 0.12 | 144 | Devices / accessories | B0822 | HOLD - engineering/selection/review
WMBOX | Washer outlet box valves andintegralarrestors | EA | 1 | 1 | 95 | 95 | WM1 Laundry | B0376 | HOLD - engineering/selection/review
WMPAN | Washer drain pan | EA | 1 | 1 | 45 | 45 | WM1 Laundry | B0379 | HOLD - engineering/selection/review
WMSUP | Washer braided hoses pair | EA | 1 | 1 | 35 | 35 | WM1 Laundry | B0377 | HOLD - engineering/selection/review
WMTRAP | 2 inch PVC washer trap | EA | 1 | 1 | 12 | 12 | WM1 Laundry | B0378 | HOLD - engineering/selection/review
WPUP | Weatherproof box/extra-dutycoverupgrade | EA | 9 | 9 | 22 | 198 | Devices / accessories | B0806 | HOLD - engineering/selection/review
WRB | Two-layer stucco weather barrier | SF | 1852.696 | 2268 | 0.5 | 1134 | Interior / exterior finishes | B0177 | VERIFY quantity / selection before order
WRUP | Weather-resistant receptaclepremium | EA | 9 | 9 | 3 | 27 | Devices / accessories | B0805 | HOLD - engineering/selection/review
WTHIN | Wall thinset 50lb | bag | 12 | 13 | 32 | 416 | Interior / exterior finishes | B0188 | VERIFY quantity / selection before order
WTRBOX | Water meter / valve box | EA | 1 | 1 | 160 | 160 | Service / waterheating / closeout | B0409 | HOLD - engineering/selection/review
WTRTEST | Water pressure /disinfection/testconsumables | kit | 1 | 1 | 120 | 120 | Service / waterheating / closeout | B0410 | HOLD - engineering/selection/review

## Fixtures
Id | Location | Type | X | Y | Cold | Hot | Waste Size | Source | Basis | Rfi
L1 | Suite2 bath | Lavatory | 8 | 34 | 1 | 1 | 1.5 | A102; PP101/PP401/PP601 reconciliation | Counted architecture; estimating connections | RFI-01 / RFI-02
L2 | Suite3 bath | Lavatory | 8 | 53 | 1 | 1 | 1.5 | A102; PP101/PP401/PP601 reconciliation | Counted architecture; estimating connections | RFI-01 / RFI-02
L3 | Suite4 bath | Lavatory | 20 | 65 | 1 | 1 | 1.5 | A102; PP101/PP401/PP601 reconciliation | Counted architecture; estimating connections | RFI-01 / RFI-02
L4 | Master bath north | Lavatory | 52 | 35 | 1 | 1 | 1.5 | A102; PP101/PP401/PP601 reconciliation | Counted architecture; estimating connections | RFI-01 / RFI-02
L5 | Master bath south | Lavatory | 52 | 42 | 1 | 1 | 1.5 | A102; PP101/PP401/PP601 reconciliation | Counted architecture; estimating connections | RFI-01 / RFI-02
K1 | Kitchen island | Kitchen sink | 40 | 41 | 1 | 1 | 1.5 | A102; PP101/PP401/PP601 reconciliation | Counted architecture; estimating connections | RFI-01 / RFI-02
K2 | Porch kitchen | Kitchen sink | 47 | 63 | 1 | 1 | 1.5 | A102; PP101/PP401/PP601 reconciliation | Counted architecture; estimating connections | RFI-01 / RFI-02
U1 | Laundry | Laundry sink | 54 | 29 | 1 | 1 | 2 | A102; PP101/PP401/PP601 reconciliation | Counted architecture; estimating connections | RFI-01 / RFI-02
W1 | Suite2 bath | Toilet | 5 | 34 | 1 | 0 | 3 | A102; PP101/PP401/PP601 reconciliation | Counted architecture; estimating connections | RFI-01 / RFI-02
W2 | Suite3 bath | Toilet | 5 | 53 | 1 | 0 | 3 | A102; PP101/PP401/PP601 reconciliation | Counted architecture; estimating connections | RFI-01 / RFI-02
W3 | Suite4 bath | Toilet | 20 | 68 | 1 | 0 | 3 | A102; PP101/PP401/PP601 reconciliation | Counted architecture; estimating connections | RFI-01 / RFI-02
W4 | Master bath | Toilet | 54 | 46 | 1 | 0 | 3 | A102; PP101/PP401/PP601 reconciliation | Counted architecture; estimating connections | RFI-01 / RFI-02
S1 | Suite2 bath | Shower | 3 | 32 | 1 | 1 | 2 | A102; PP101/PP401/PP601 reconciliation | Counted architecture; estimating connections | RFI-01 / RFI-02
S2 | Suite3 bath | Shower | 3 | 51 | 1 | 1 | 2 | A102; PP101/PP401/PP601 reconciliation | Counted architecture; estimating connections | RFI-01 / RFI-02
S3 | Master shower primary | Shower | 59 | 33 | 1 | 1 | 2 | A102; PP101/PP401/PP601 reconciliation | Counted architecture; estimating connections | RFI-01 / RFI-02
S4 | Master shower secondary head | Shower second head | 61 | 33 | 1 | 1 |  | A102; PP101/PP401/PP601 reconciliation | Counted architecture; estimating connections | RFI-01 / RFI-02
T1 | Master bath | Freestanding tub | 59 | 42 | 1 | 1 | 1.5 | A102; PP101/PP401/PP601 reconciliation | Counted architecture; estimating connections | RFI-01 / RFI-02
T2 | Suite4 bath | Tub shower | 16 | 67 | 1 | 1 | 1.5 | A102; PP101/PP401/PP601 reconciliation | Counted architecture; estimating connections | RFI-01 / RFI-02
DW1 | Kitchen island | Dishwasher | 37 | 41 | 0 | 1 |  | A102; PP101/PP401/PP601 reconciliation | Counted architecture; estimating connections | RFI-01 / RFI-02
DW2 | Pantry | Dishwasher | 49 | 27 | 0 | 1 | 1.5 | A102; PP101/PP401/PP601 reconciliation | Counted architecture; estimating connections | RFI-01 / RFI-02
IM1 | Kitchen refrigerator | Ice maker | 34 | 35 | 1 | 0 |  | A102; PP101/PP401/PP601 reconciliation | Counted architecture; estimating connections | RFI-01 / RFI-02
IM2 | Pantry refrigerator | Ice maker | 48 | 27 | 1 | 0 |  | A102; PP101/PP401/PP601 reconciliation | Counted architecture; estimating connections | RFI-01 / RFI-02
WM1 | Laundry | Washer box | 61 | 29 | 1 | 1 | 2 | A102; PP101/PP401/PP601 reconciliation | Counted architecture; estimating connections | RFI-01 / RFI-02
H1 | Northwest exterior | Hose bibb | 0 | 20 | 1 | 0 |  | A102; PP101/PP401/PP601 reconciliation | Counted architecture; estimating connections | RFI-01 / RFI-02
H2 | Southwest exterior | Hose bibb | 0 | 68 | 1 | 0 |  | A102; PP101/PP401/PP601 reconciliation | Counted architecture; estimating connections | RFI-01 / RFI-02
H3 | Garage east | Hose bibb | 63 | 17 | 1 | 0 |  | A102; PP101/PP401/PP601 reconciliation | Counted architecture; estimating connections | RFI-01 / RFI-02
H4 | Master east | Hose bibb | 63 | 68 | 1 | 0 |  | A102; PP101/PP401/PP601 reconciliation | Counted architecture; estimating connections | RFI-01 / RFI-02
H5 | Porch south | Hose bibb | 49 | 70 | 1 | 0 |  | A102; PP101/PP401/PP601 reconciliation | Counted architecture; estimating connections | RFI-01 / RFI-02

## Pipe routes
Id | System | Size | From Node | To Node | Points | Horizontal Ft | Vertical Ft | Connection Ft | Net Ft | Status | Source
CW00 | TypeK water | 2 | Meter allowance | Building entry | [[63, -47], [63, 23]] | 70 | 0 | 2 | 72 | Utility length allowance | PP101/PP401
CW01 | CPVC cold | 2 | Entry | WH tee | [[63, 23], [38, 23]] | 25 | 10 | 2 | 37 | Estimating route | PP101/PP401
CW02 | CPVC cold | 1.5 | WH tee | West header | [[38, 23], [10, 23], [10, 58]] | 63 | 0 | 2 | 65 | Estimating route | PP101/PP401
CW03 | CPVC cold | 1.5 | Entry | East header | [[58, 23], [51, 23], [51, 64]] | 48 | 0 | 2 | 50 | Estimating route | PP101/PP401
HW01 | CPVC hot | 2 | WH | Hot header | [[38, 23], [48, 23]] | 10 | 10 | 2 | 22 | Estimating route | PP101/PP401
HW02 | CPVC hot | 1 | WH | West hot header | [[38, 23], [11, 23], [11, 58]] | 62 | 0 | 2 | 64 | Estimating route | PP101/PP401
HW03 | CPVC hot | 1.5 | Hot header | East hot header | [[48, 23], [50, 23], [50, 45]] | 24 | 0 | 2 | 26 | Estimating route | PP101/PP401
HW04 | CPVC hot | 0.75 | East hot header | Porch/tub header | [[50, 45], [50, 65]] | 20 | 0 | 2 | 22 | Estimating route | PP101/PP401
C-L1 | CPVC cold | 0.5 | West header | L1 | [[10, 34], [8, 34], [8, 34]] | 2 | 10 | 2 | 14 | Provisional fixture branch; high distribution/drop | PP101/PP401
H-L1 | CPVC hot | 0.5 | West header | L1 | [[11, 34], [8, 34], [8, 34]] | 3 | 10 | 2 | 15 | Provisional fixture branch; high distribution/drop | PP101/PP401
C-L2 | CPVC cold | 0.5 | West header | L2 | [[10, 53], [8, 53], [8, 53]] | 2 | 10 | 2 | 14 | Provisional fixture branch; high distribution/drop | PP101/PP401
H-L2 | CPVC hot | 0.5 | West header | L2 | [[11, 53], [8, 53], [8, 53]] | 3 | 10 | 2 | 15 | Provisional fixture branch; high distribution/drop | PP101/PP401
C-L3 | CPVC cold | 0.5 | West header | L3 | [[10, 58], [20, 58], [20, 65]] | 17 | 10 | 2 | 29 | Provisional fixture branch; high distribution/drop | PP101/PP401
H-L3 | CPVC hot | 0.5 | West header | L3 | [[11, 58], [20, 58], [20, 65]] | 16 | 10 | 2 | 28 | Provisional fixture branch; high distribution/drop | PP101/PP401
C-L4 | CPVC cold | 0.5 | East header | L4 | [[51, 35], [52, 35], [52, 35]] | 1 | 10 | 2 | 13 | Provisional fixture branch; high distribution/drop | PP101/PP401
H-L4 | CPVC hot | 0.5 | East header | L4 | [[50, 35], [52, 35], [52, 35]] | 2 | 10 | 2 | 14 | Provisional fixture branch; high distribution/drop | PP101/PP401
C-L5 | CPVC cold | 0.5 | East header | L5 | [[51, 42], [52, 42], [52, 42]] | 1 | 10 | 2 | 13 | Provisional fixture branch; high distribution/drop | PP101/PP401
H-L5 | CPVC hot | 0.5 | East header | L5 | [[50, 42], [52, 42], [52, 42]] | 2 | 10 | 2 | 14 | Provisional fixture branch; high distribution/drop | PP101/PP401
C-K1 | CPVC cold | 0.5 | East header | K1 | [[51, 41], [40, 41], [40, 41]] | 11 | 10 | 2 | 23 | Provisional fixture branch; high distribution/drop | PP101/PP401
H-K1 | CPVC hot | 0.5 | East header | K1 | [[50, 41], [40, 41], [40, 41]] | 10 | 10 | 2 | 22 | Provisional fixture branch; high distribution/drop | PP101/PP401
C-K2 | CPVC cold | 0.5 | East header | K2 | [[51, 63], [47, 63], [47, 63]] | 4 | 10 | 2 | 16 | Provisional fixture branch; high distribution/drop | PP101/PP401
H-K2 | CPVC hot | 0.5 | East header | K2 | [[50, 63], [47, 63], [47, 63]] | 3 | 10 | 2 | 15 | Provisional fixture branch; high distribution/drop | PP101/PP401
C-U1 | CPVC cold | 0.5 | East header | U1 | [[51, 29], [54, 29], [54, 29]] | 3 | 10 | 2 | 15 | Provisional fixture branch; high distribution/drop | PP101/PP401
H-U1 | CPVC hot | 0.5 | East header | U1 | [[50, 29], [54, 29], [54, 29]] | 4 | 10 | 2 | 16 | Provisional fixture branch; high distribution/drop | PP101/PP401
C-W1 | CPVC cold | 0.5 | West header | W1 | [[10, 34], [5, 34], [5, 34]] | 5 | 10 | 2 | 17 | Provisional fixture branch; high distribution/drop | PP101/PP401
C-W2 | CPVC cold | 0.5 | West header | W2 | [[10, 53], [5, 53], [5, 53]] | 5 | 10 | 2 | 17 | Provisional fixture branch; high distribution/drop | PP101/PP401
C-W3 | CPVC cold | 0.5 | West header | W3 | [[10, 58], [20, 58], [20, 68]] | 20 | 10 | 2 | 32 | Provisional fixture branch; high distribution/drop | PP101/PP401
C-W4 | CPVC cold | 0.5 | East header | W4 | [[51, 46], [54, 46], [54, 46]] | 3 | 10 | 2 | 15 | Provisional fixture branch; high distribution/drop | PP101/PP401
C-S1 | CPVC cold | 0.5 | West header | S1 | [[10, 32], [3, 32], [3, 32]] | 7 | 10 | 2 | 19 | Provisional fixture branch; high distribution/drop | PP101/PP401
H-S1 | CPVC hot | 0.5 | West header | S1 | [[11, 32], [3, 32], [3, 32]] | 8 | 10 | 2 | 20 | Provisional fixture branch; high distribution/drop | PP101/PP401
C-S2 | CPVC cold | 0.5 | West header | S2 | [[10, 51], [3, 51], [3, 51]] | 7 | 10 | 2 | 19 | Provisional fixture branch; high distribution/drop | PP101/PP401
H-S2 | CPVC hot | 0.5 | West header | S2 | [[11, 51], [3, 51], [3, 51]] | 8 | 10 | 2 | 20 | Provisional fixture branch; high distribution/drop | PP101/PP401
C-S3 | CPVC cold | 0.5 | East header | S3 | [[51, 33], [59, 33], [59, 33]] | 8 | 10 | 2 | 20 | Provisional fixture branch; high distribution/drop | PP101/PP401
H-S3 | CPVC hot | 0.5 | East header | S3 | [[50, 33], [59, 33], [59, 33]] | 9 | 10 | 2 | 21 | Provisional fixture branch; high distribution/drop | PP101/PP401
C-S4 | CPVC cold | 0.5 | East header | S4 | [[51, 33], [61, 33], [61, 33]] | 10 | 10 | 2 | 22 | Provisional fixture branch; high distribution/drop | PP101/PP401
H-S4 | CPVC hot | 0.5 | East header | S4 | [[50, 33], [61, 33], [61, 33]] | 11 | 10 | 2 | 23 | Provisional fixture branch; high distribution/drop | PP101/PP401
C-T1 | CPVC cold | 0.5 | East header | T1 | [[51, 42], [59, 42], [59, 42]] | 8 | 10 | 2 | 20 | Provisional fixture branch; high distribution/drop | PP101/PP401
H-T1 | CPVC hot | 0.5 | East header | T1 | [[50, 42], [59, 42], [59, 42]] | 9 | 10 | 2 | 21 | Provisional fixture branch; high distribution/drop | PP101/PP401
C-T2 | CPVC cold | 0.5 | West header | T2 | [[10, 58], [16, 58], [16, 67]] | 15 | 10 | 2 | 27 | Provisional fixture branch; high distribution/drop | PP101/PP401
H-T2 | CPVC hot | 0.5 | West header | T2 | [[11, 58], [16, 58], [16, 67]] | 14 | 10 | 2 | 26 | Provisional fixture branch; high distribution/drop | PP101/PP401
H-DW1 | CPVC hot | 0.5 | East header | DW1 | [[50, 41], [37, 41], [37, 41]] | 13 | 10 | 2 | 25 | Provisional fixture branch; high distribution/drop | PP101/PP401
H-DW2 | CPVC hot | 0.5 | East header | DW2 | [[50, 27], [49, 27], [49, 27]] | 1 | 10 | 2 | 13 | Provisional fixture branch; high distribution/drop | PP101/PP401
C-IM1 | CPVC cold | 0.5 | East header | IM1 | [[51, 35], [34, 35], [34, 35]] | 17 | 10 | 2 | 29 | Provisional fixture branch; high distribution/drop | PP101/PP401
C-IM2 | CPVC cold | 0.5 | East header | IM2 | [[51, 27], [48, 27], [48, 27]] | 3 | 10 | 2 | 15 | Provisional fixture branch; high distribution/drop | PP101/PP401
C-WM1 | CPVC cold | 0.5 | East header | WM1 | [[51, 29], [61, 29], [61, 29]] | 10 | 10 | 2 | 22 | Provisional fixture branch; high distribution/drop | PP101/PP401
H-WM1 | CPVC hot | 0.5 | East header | WM1 | [[50, 29], [61, 29], [61, 29]] | 11 | 10 | 2 | 23 | Provisional fixture branch; high distribution/drop | PP101/PP401
C-H1 | CPVC cold | 0.75 | West header | H1 | [[10, 23], [0, 23], [0, 20]] | 13 | 10 | 2 | 25 | Provisional fixture branch; high distribution/drop | PP101/PP401
C-H2 | CPVC cold | 0.75 | West header | H2 | [[10, 58], [0, 58], [0, 68]] | 20 | 10 | 2 | 32 | Provisional fixture branch; high distribution/drop | PP101/PP401
C-H3 | CPVC cold | 0.75 | East header | H3 | [[51, 23], [63, 23], [63, 17]] | 18 | 10 | 2 | 30 | Provisional fixture branch; high distribution/drop | PP101/PP401
C-H4 | CPVC cold | 0.75 | East header | H4 | [[51, 64], [63, 64], [63, 68]] | 16 | 10 | 2 | 28 | Provisional fixture branch; high distribution/drop | PP101/PP401
C-H5 | CPVC cold | 0.75 | East header | H5 | [[51, 64], [49, 64], [49, 70]] | 8 | 10 | 2 | 20 | Provisional fixture branch; high distribution/drop | PP101/PP401
D00 | PVC sanitary | 4 | Street sewer allowance | Building exit | [[31, -70], [31, 0]] | 70 | 0 | 0 | 70 | Utility length allowance | PP101/PP401
D01 | PVC sanitary | 4 | Exit | Main south | [[31, 0], [31, 60]] | 60 | 0 | 2 | 62 | Estimating route | PP101/PP401
D02 | PVC sanitary | 3 | Main north | Suite2 group | [[31, 25], [7, 25], [7, 34]] | 33 | 0 | 2 | 35 | Estimating route | PP101/PP401
D03 | PVC sanitary | 3 | Main south | Suite3 group | [[31, 51], [7, 51]] | 24 | 0 | 2 | 26 | Estimating route | PP101/PP401
D04 | PVC sanitary | 3 | Main south | Suite4 group | [[31, 60], [21, 67]] | 12.21 | 0 | 2 | 14.21 | Estimating route | PP101/PP401
D05 | PVC sanitary | 4 | Main middle | Master group | [[31, 32], [45, 32], [54, 45]] | 29.81 | 0 | 2 | 31.81 | Estimating route | PP101/PP401
D-L1 | PVC sanitary | 1.5 | Group branch | L1 | [[7, 34], [8, 34], [8, 34]] | 1 | 2 | 1 | 4 | Provisional fixture waste branch; connect tocoordinatedgroup | PP101/PP401
D-L2 | PVC sanitary | 1.5 | Group branch | L2 | [[7, 51], [8, 51], [8, 53]] | 3 | 2 | 1 | 6 | Provisional fixture waste branch; connect tocoordinatedgroup | PP101/PP401
D-L3 | PVC sanitary | 1.5 | Group branch | L3 | [[21, 67], [20, 67], [20, 65]] | 3 | 2 | 1 | 6 | Provisional fixture waste branch; connect tocoordinatedgroup | PP101/PP401
D-L4 | PVC sanitary | 1.5 | Group branch | L4 | [[54, 32], [52, 32], [52, 35]] | 5 | 2 | 1 | 8 | Provisional fixture waste branch; connect tocoordinatedgroup | PP101/PP401
D-L5 | PVC sanitary | 1.5 | Group branch | L5 | [[54, 32], [52, 32], [52, 42]] | 12 | 2 | 1 | 15 | Provisional fixture waste branch; connect tocoordinatedgroup | PP101/PP401
D-K1 | PVC sanitary | 1.5 | Group branch | K1 | [[31, 41], [40, 41], [40, 41]] | 9 | 2 | 1 | 12 | Provisional fixture waste branch; connect tocoordinatedgroup | PP101/PP401
D-K2 | PVC sanitary | 1.5 | Group branch | K2 | [[31, 63], [47, 63], [47, 63]] | 16 | 2 | 1 | 19 | Provisional fixture waste branch; connect tocoordinatedgroup | PP101/PP401
D-U1 | PVC sanitary | 2 | Group branch | U1 | [[54, 32], [54, 32], [54, 29]] | 3 | 2 | 1 | 6 | Provisional fixture waste branch; connect tocoordinatedgroup | PP101/PP401
D-W1 | PVC sanitary | 3 | Group branch | W1 | [[7, 34], [5, 34], [5, 34]] | 2 | 1 | 1 | 4 | Provisional fixture waste branch; connect tocoordinatedgroup | PP101/PP401
D-W2 | PVC sanitary | 3 | Group branch | W2 | [[7, 51], [5, 51], [5, 53]] | 4 | 1 | 1 | 6 | Provisional fixture waste branch; connect tocoordinatedgroup | PP101/PP401
D-W3 | PVC sanitary | 3 | Group branch | W3 | [[21, 67], [20, 67], [20, 68]] | 2 | 1 | 1 | 4 | Provisional fixture waste branch; connect tocoordinatedgroup | PP101/PP401
D-W4 | PVC sanitary | 3 | Group branch | W4 | [[54, 32], [54, 32], [54, 46]] | 14 | 1 | 1 | 16 | Provisional fixture waste branch; connect tocoordinatedgroup | PP101/PP401
D-S1 | PVC sanitary | 2 | Group branch | S1 | [[7, 34], [3, 34], [3, 32]] | 6 | 2 | 1 | 9 | Provisional fixture waste branch; connect tocoordinatedgroup | PP101/PP401
D-S2 | PVC sanitary | 2 | Group branch | S2 | [[7, 51], [3, 51], [3, 51]] | 4 | 2 | 1 | 7 | Provisional fixture waste branch; connect tocoordinatedgroup | PP101/PP401
D-S3 | PVC sanitary | 2 | Group branch | S3 | [[54, 32], [59, 32], [59, 33]] | 6 | 2 | 1 | 9 | Provisional fixture waste branch; connect tocoordinatedgroup | PP101/PP401
D-T1 | PVC sanitary | 1.5 | Group branch | T1 | [[54, 32], [59, 32], [59, 42]] | 15 | 2 | 1 | 18 | Provisional fixture waste branch; connect tocoordinatedgroup | PP101/PP401
D-T2 | PVC sanitary | 1.5 | Group branch | T2 | [[21, 67], [16, 67], [16, 67]] | 5 | 2 | 1 | 8 | Provisional fixture waste branch; connect tocoordinatedgroup | PP101/PP401
D-DW2 | PVC sanitary | 1.5 | Group branch | DW2 | [[54, 32], [49, 32], [49, 27]] | 10 | 2 | 1 | 13 | Provisional fixture waste branch; connect tocoordinatedgroup | PP101/PP401
D-WM1 | PVC sanitary | 2 | Group branch | WM1 | [[54, 32], [61, 32], [61, 29]] | 10 | 2 | 1 | 13 | Provisional fixture waste branch; connect tocoordinatedgroup | PP101/PP401
V1 | PVC vent | 2.5 | Fixture group | VTR-1 | [[8, 34], [10, 34]] | 2 | 15.5 | 1 | 18.5 | Drawn2-1/2vent size retained; termination count provisional | PP101/PP401
V2 | PVC vent | 2.5 | Fixture group | VTR-2 | [[8, 53], [10, 53]] | 2 | 15.5 | 1 | 18.5 | Drawn2-1/2vent size retained; termination count provisional | PP101/PP401
V3 | PVC vent | 2.5 | Fixture group | VTR-3 | [[20, 65], [22, 65]] | 2 | 15.5 | 1 | 18.5 | Drawn2-1/2vent size retained; termination count provisional | PP101/PP401
V4 | PVC vent | 2.5 | Fixture group | VTR-4 | [[54, 32], [56, 32]] | 2 | 15.5 | 1 | 18.5 | Drawn2-1/2vent size retained; termination count provisional | PP101/PP401
V-Guest shower tie-ins | PVC vent | 2 | Guest shower tie-ins | Vent header | [[0, 0], [18, 0]] | 18 | 0 | 0 | 18 | Diagrammatic branch-length allowance; not mapcoordinates | PP101/PP401
V-Master doublelav added vent | PVC vent | 2 | Master doublelav added vent | Vent header | [[0, 0], [24, 0]] | 24 | 0 | 0 | 24 | Diagrammatic branch-length allowance; not mapcoordinates | PP101/PP401
V-Island sink ventloop | PVC vent | 2 | Island sink ventloop | Vent header | [[0, 0], [20, 0]] | 20 | 0 | 0 | 20 | Diagrammatic branch-length allowance; not mapcoordinates | PP101/PP401
V-Porch sink vent branch | PVC vent | 2 | Porch sink vent branch | Vent header | [[0, 0], [18, 0]] | 18 | 0 | 0 | 18 | Diagrammatic branch-length allowance; not mapcoordinates | PP101/PP401
V-Laundry/washer vent | PVC vent | 2 | Laundry/washer vent | Vent header | [[0, 0], [20, 0]] | 20 | 0 | 0 | 20 | Diagrammatic branch-length allowance; not mapcoordinates | PP101/PP401

## Duct segments
Id | System | Size | Points | Vertical Ft | Length Ft | Surface Sf | Source | Basis
DS01 | Supply | 10x16 | [[39, 32], [30, 32]] | 0 | 9 | 39 | MH101/MH401 | Scaled MH101 centerline
DS02 | Supply | 12x10 | [[30, 32], [11, 32]] | 0 | 19 | 69.67 | MH101/MH401 | Scaled MH101 centerline
DS03 | Supply | 12x10 | [[11, 32], [11, 44]] | 0 | 12 | 44 | MH101/MH401 | Scaled MH101 centerline
DS04 | Supply | 10x8 | [[11, 44], [11, 59]] | 0 | 15 | 45 | MH101/MH401 | Scaled MH101 centerline
DS05 | Supply | 8x8 | [[11, 59], [11, 66]] | 0 | 7 | 18.67 | MH101/MH401 | Scaled MH101 centerline
DS06 | Supply | 12x10 | [[30, 32], [30, 43]] | 0 | 11 | 40.33 | MH101/MH401 | Scaled MH101 centerline
DS07 | Supply | 10x10 | [[30, 43], [30, 58]] | 0 | 15 | 50 | MH101/MH401 | Scaled MH101 centerline
DS08 | Supply | 8x6 | [[30, 58], [30, 67]] | 0 | 9 | 21 | MH101/MH401 | Scaled MH101 centerline
DS09 | Supply | 12x10 | [[39, 32], [51, 32]] | 0 | 12 | 44 | MH101/MH401 | Scaled MH101 centerline
DS10 | Supply | 10x10 | [[51, 32], [51, 52]] | 0 | 20 | 66.67 | MH101/MH401 | Scaled MH101 centerline
DS11 | Supply | 10x8 | [[51, 52], [51, 63]] | 0 | 11 | 33 | MH101/MH401 | Scaled MH101 centerline
DS12 | Supply | 8x6 | [[51, 32], [51, 29], [49, 29]] | 0 | 5 | 11.67 | MH101/MH401 | Scaled MH101 centerline
DS13 | Supply | 12x10 | [[39, 32], [39, 32]] | 10 | 10 | 36.67 | MH101/MH401 | Scaled MH101 centerline
DR01 | Return | 14x10 | [[39, 34], [23, 34], [23, 20], [18, 20]] | 0 | 35 | 140 | MH101/MH401 | Scaled MH101 centerline
DR02 | Return | 8x8 | [[18, 20], [1, 20]] | 0 | 17 | 45.33 | MH101/MH401 | Scaled MH101 centerline
DR03 | Return | 10x8 | [[39, 34], [14, 34], [14, 58]] | 0 | 49 | 147 | MH101/MH401 | Scaled MH101 centerline
DR04 | Return | 8x8 | [[14, 58], [12, 58]] | 0 | 2 | 5.33 | MH101/MH401 | Scaled MH101 centerline
DR05 | Return | 10x10 | [[39, 34], [49, 34], [49, 69], [47, 69]] | 0 | 47 | 156.67 | MH101/MH401 | Scaled MH101 centerline
DR06 | Return | 8x8 | [[49, 58], [61, 58]] | 0 | 12 | 32 | MH101/MH401 | Scaled MH101 centerline
DR07 | Return | 8x6 | [[49, 34], [49, 30], [62, 30]] | 0 | 17 | 39.67 | MH101/MH401 | Scaled MH101 centerline
DR08 | Return | 16x10 | [[39, 34], [39, 34]] | 10 | 10 | 43.33 | MH101/MH401 | Scaled MH101 centerline
DT-RA01 | Terminal | 8x8 | [[1, 20], [5, 20]] | 0 | 4 | 10.67 | MH101/MH401 | 4 ft rigid terminalconnection allowance; localneck transitionrequired
DT-RA02 | Terminal | 8x8 | [[18, 20], [22, 20]] | 0 | 4 | 10.67 | MH101/MH401 | 4 ft rigid terminalconnection allowance; localneck transitionrequired
DT-RA03 | Terminal | 8x8 | [[11, 43], [15, 43]] | 0 | 4 | 10.67 | MH101/MH401 | 4 ft rigid terminalconnection allowance; localneck transitionrequired
DT-RA04 | Terminal | 10x10 | [[12, 41], [16, 41]] | 0 | 4 | 13.33 | MH101/MH401 | 4 ft rigid terminalconnection allowance; localneck transitionrequired
DT-RA05 | Terminal | 10x10 | [[12, 58], [16, 58]] | 0 | 4 | 13.33 | MH101/MH401 | 4 ft rigid terminalconnection allowance; localneck transitionrequired
DT-RA06 | Terminal | 8x8 | [[12, 60], [16, 60]] | 0 | 4 | 10.67 | MH101/MH401 | 4 ft rigid terminalconnection allowance; localneck transitionrequired
DT-RA07 | Terminal | 8x8 | [[47, 69], [51, 69]] | 0 | 4 | 10.67 | MH101/MH401 | 4 ft rigid terminalconnection allowance; localneck transitionrequired
DT-RA08 | Terminal | 8x8 | [[61, 58], [65, 58]] | 0 | 4 | 10.67 | MH101/MH401 | 4 ft rigid terminalconnection allowance; localneck transitionrequired
DT-RA09 | Terminal | 6x6 | [[62, 30], [66, 30]] | 0 | 4 | 8 | MH101/MH401 | 4 ft rigid terminalconnection allowance; localneck transitionrequired

## Air devices
Id | Room | Type | Cfm | Neck | X | Y | Basis | Source | Note
SA01 | Suite2 | S-1 | 135 | 8x6 | 11 | 27 | Observed MH101 tag | MH101; MH601
SA02 | Study | S-1 | 120 | 8x6 | 18 | 30 | Observed MH101 tag | MH101; MH601
SA03 | Suite2 bath | S-2 | 35 | 6round | 7 | 34 | Observed MH101 tag | MH101; MH601
SA04 | Suite3 | S-2 | 85 | 8x6 | 7 | 47 | Observed MH101 tag | MH101; MH601
SA05 | Suite3 bath | S-2 | 40 | 6round | 9 | 56 | Observed MH101 tag | MH101; MH601
SA06 | Suite4 | S-1 | 140 | 8x8 | 11 | 65 | Observed MH101 tag | MH101; MH601
SA07 | Suite4 bath | S-1 | 45 | 6x6 | 14 | 62 | Observed MH101 tag | MH101; MH601
SA08 | Great room north | S-1 | 135 | 8x6 | 30 | 41 | Observed MH101 tag | MH101; MH601
SA09 | Great room middle | S-1 | 135 | 8x6 | 30 | 49 | Observed MH101 tag | MH101; MH601
SA10 | Great room south | S-1 | 135 | 8x6 | 30 | 58 | Observed MH101 tag | MH101; MH601
SA11 | Enclosed porch | S-1 | 135 | 8x6 | 30 | 66 | Observed MH101 tag | MH101; MH601
SA12 | Master | S-1 | 185 | 8x8 | 51 | 65 | Observed MH101 tag | MH101; MH601
SA13 | Master bath | S-2 | 85 | 8x6 | 55 | 47 | Observed MH101 tag | MH101; MH601
SA14 | Mastercloset | S-2 | 40 | 6round | 56 | 52 | Observed MH101 tag | MH101; MH601
SA15 | Laundry | S-2 | 80 | 8x6 | 50 | 27 | Observed MH101 tag | MH101; MH601
D01 | Unclassified device at eastwall | D-01 | 150 | unspecified | 62 | 30 | Observed MH101 tag | MH101; MH601
RA01 | Suite2 | R-1 | 170 | 8x8 | 1 | 20 | Observed MH101 tag | MH101; MH601
RA02 | Study | R-1 | 120 | 8x6 | 18 | 20 | Observed MH101 tag | MH101; MH601
RA03 | Westcloset/suite3 | R-1 | 125 | 8x8 | 11 | 43 | Observed MH101 tag | MH101; MH601
RA04 | Great room north | R-1 | 205 | 10x8 | 12 | 41 | Observed MH101 tag | MH101; MH601
RA05 | Great room south | R-1 | 205 | 10x8 | 12 | 58 | Observed MH101 tag | MH101; MH601
RA06 | Suite4 | R-1 | 185 | 8x8 | 12 | 60 | Observed MH101 tag | MH101; MH601 | RA06/RA07 feeds are riser/branchinterpretations; confirm tags
RA07 | Porch | R-1 | 135 | 8x8 | 47 | 69 | Observed MH101 tag | MH101; MH601 | RA06/RA07 feeds are riser/branchinterpretations; confirm tags
RA08 | Master | R-1 | 185 | 8x8 | 61 | 58 | Observed MH101 tag | MH101; MH601
RA09 | Laundry | R-1 | 80 | 8x6 | 62 | 30 | Observed MH101 tag | MH101; MH601

## Circuit proposal
Id | Panel | Load | Amps | Poles | Protection | Cable | X | Y | Horizontal Ft | Vertical Ft | Branch Ft | Termination Ft | Net Ft | Basis
C01 | M | Suite2 generalreceptacles | 20 | 1 | DF | 12/2 | 6 | 24 | 44 | 22 | 40 | 6 | 112 | Estimating circuit; no load calculation
C02 | M | Study generalreceptacles | 20 | 1 | DF | 12/2 | 21 | 24 | 29 | 22 | 40 | 6 | 97 | Estimating circuit; no load calculation
C03 | M | Suite3 generalreceptacles | 20 | 1 | DF | 12/2 | 6 | 44 | 64 | 22 | 40 | 6 | 132 | Estimating circuit; no load calculation
C04 | S | Suite4 generalreceptacles | 20 | 1 | DF | 12/2 | 6 | 63 | 37 | 22 | 40 | 6 | 105 | Estimating circuit; no load calculation
C05 | S | Master generalreceptacles | 20 | 1 | DF | 12/2 | 57 | 63 | 40 | 22 | 40 | 6 | 108 | Estimating circuit; no load calculation
C06 | S | Great room generalreceptacles | 20 | 1 | DF | 12/2 | 32 | 48 | 4 | 22 | 70 | 6 | 102 | Estimating circuit; no load calculation
C07 | S | Master closets generalreceptacles | 20 | 1 | DF | 12/2 | 55 | 52 | 27 | 22 | 0 | 6 | 55 | Estimating circuit; no load calculation
C08 | M | Entry/halls/dropoff generalreceptacles | 20 | 1 | DF | 12/2 | 28 | 29 | 27 | 22 | 40 | 6 | 95 | Estimating circuit; no load calculation
C09 | M | Kitchen small appliance A | 20 | 1 | DF | 12/2 | 40 | 37 | 23 | 22 | 45 | 6 | 96 | Estimating circuit; no load calculation
C10 | M | Kitchen small appliance B | 20 | 1 | DF | 12/2 | 40 | 37 | 23 | 22 | 45 | 6 | 96 | Estimating circuit; no load calculation
C11 | M | Porch small appliance | 20 | 1 | DF | 12/2 | 47 | 64 | 43 | 22 | 35 | 6 | 106 | Estimating circuit; no load calculation
C12 | M | Pantry counter | 20 | 1 | DF | 12/2 | 45 | 28 | 9 | 22 | 30 | 6 | 67 | Estimating circuit; no load calculation
C13 | M | Laundry receptacles | 20 | 1 | DF | 12/2 | 57 | 27 | 14 | 22 | 35 | 6 | 77 | Estimating circuit; no load calculation
C14 | M | Master bath receptacles | 20 | 1 | DF | 12/2 | 57 | 40 | 27 | 22 | 24 | 6 | 79 | Estimating circuit; no load calculation
C15 | M | Guest baths 2+3 | 20 | 1 | DF | 12/2 | 5 | 34 | 55 | 22 | 30 | 6 | 113 | Estimating circuit; no load calculation
C16 | M | Suite 4 bath receptacles | 20 | 1 | DF | 12/2 | 18 | 65 | 73 | 22 | 15 | 6 | 116 | Estimating circuit; no load calculation
C17 | M | Garage receptacles/operators | 20 | 1 | DF | 12/2 | 50 | 12 | 12 | 22 | 65 | 6 | 105 | Estimating circuit; no load calculation
C18 | M | Exterior/Christmaslights A | 20 | 1 | DF | 12/2 | 0 | 35 | 61 | 22 | 85 | 6 | 174 | Estimating circuit; no load calculation
C19 | M | Exterior/Christmaslights B | 20 | 1 | DF | 12/2 | 63 | 35 | 28 | 22 | 85 | 6 | 141 | Estimating circuit; no load calculation
C20 | S | Kitchen/porchlights | 15 | 1 | DF | 14/2 | 40 | 40 | 20 | 22 | 100 | 6 | 148 | Estimating circuit; no load calculation
C21 | S | West bedroom lights | 15 | 1 | DF | 14/2 | 8 | 43 | 29 | 22 | 150 | 6 | 207 | Estimating circuit; no load calculation
C22 | S | Master/closetslights | 15 | 1 | DF | 14/2 | 55 | 50 | 25 | 22 | 100 | 6 | 153 | Estimating circuit; no load calculation
C23 | S | Great room /entrylights | 15 | 1 | DF | 14/2 | 32 | 42 | 10 | 22 | 120 | 6 | 158 | Estimating circuit; no load calculation
C24 | S | Bathlights/fans | 15 | 1 | DF | 14/2 | 25 | 45 | 10 | 22 | 140 | 6 | 178 | Estimating circuit; no load calculation
C25 | S | Garage/exteriorlights | 15 | 1 | DF | 14/2 | 50 | 15 | 55 | 22 | 140 | 6 | 223 | Estimating circuit; no load calculation
C26 | S | Interconnected smoke alarm s | 15 | 1 | DF | 14/3 | 28 | 44 | 8 | 22 | 130 | 6 | 166 | Estimating circuit; no load calculation
C27 | M | Kitchen REF | 20 | 1 | DF | 12/2 | 34 | 35 | 27 | 22 | 0 | 6 | 55 | Estimating circuit; no load calculation
C28 | M | Pantry REF | 20 | 1 | DF | 12/2 | 48 | 27 | 5 | 22 | 0 | 6 | 33 | Estimating circuit; no load calculation
C29 | M | Dishwasher1 | 20 | 1 | DF | 12/2 | 37 | 41 | 30 | 22 | 0 | 6 | 58 | Estimating circuit; no load calculation
C30 | M | Dishwasher2 | 20 | 1 | DF | 12/2 | 49 | 27 | 6 | 22 | 0 | 6 | 34 | Estimating circuit; no load calculation
C31 | M | Disposal1 | 20 | 1 | DF | 12/2 | 40 | 41 | 27 | 22 | 0 | 6 | 55 | Estimating circuit; no load calculation
C32 | M | Disposal2 | 20 | 1 | DF | 12/2 | 47 | 63 | 42 | 22 | 0 | 6 | 70 | Estimating circuit; no load calculation
C33 | M | Microwave | 20 | 1 | DF | 12/2 | 43 | 34 | 17 | 22 | 0 | 6 | 45 | Estimating circuit; no load calculation
C34 | M | Porchmicrowave | 20 | 1 | DF | 12/2 | 47 | 65 | 44 | 22 | 0 | 6 | 72 | Estimating circuit; no load calculation
C35 | M | Wine cooler | 20 | 1 | DF | 12/2 | 47 | 63 | 42 | 22 | 0 | 6 | 70 | Estimating circuit; no load calculation
C36 | M | Mainhood | 20 | 1 | DF | 12/2 | 39 | 34 | 21 | 22 | 0 | 6 | 49 | Estimating circuit; no load calculation
C37 | M | Porchhood | 20 | 1 | DF | 12/2 | 47 | 67 | 46 | 22 | 0 | 6 | 74 | Estimating circuit; no load calculation
C38 | M | Landscape/irrigation | 20 | 1 | DF | 12/2 | 62 | 25 | 17 | 22 | 0 | 6 | 45 | Estimating circuit; no load calculation
C39 | M | Main electric range | 50 | 2 | GFCI | 6/3 | 40 | 35 | 21 | 22 | 0 | 6 | 49 | Estimating circuit; no load calculation
C40 | M | Porch electriccooktop | 40 | 2 | GFCI | 8/3 | 47 | 67 | 46 | 22 | 0 | 6 | 74 | Estimating circuit; no load calculation
C41 | M | Dryer | 30 | 2 | GFCI | 10/3 | 61 | 29 | 20 | 22 | 0 | 6 | 48 | Estimating circuit; no load calculation
C42 | M | WH-1 provisional | 40 | 2 | GFCI | 8/2 | 38 | 23 | 11 | 22 | 0 | 6 | 39 | Estimating circuit; no load calculation
C43 | M | HP-1 provisional | 50 | 2 | GFCI | 8/2 | 65 | 46 | 41 | 22 | 0 | 6 | 69 | Estimating circuit; no load calculation
C44 | M | AHU1+5k W provisional | 40 | 2 | GFCI | 8/2 | 40 | 30 | 16 | 22 | 0 | 6 | 44 | Estimating circuit; no load calculation
C45 | M | D-01 unclassified equipment provision | 20 | 1 | DF | 12/2 | 62 | 30 | 22 | 22 | 0 | 6 | 50 | Estimating circuit; no load calculation

## Electrical rooms
Room | X | Y | Duplex | Protected Duplex | Downlight | Wet Downlight | Pendant | Vanity | Fan Box | Single Pole | Three Way | Basis | Source
Suite2 | 6 | 24 | 5 | 0 | 4 | 0 | 0 | 0 | 1 | 2 | 0 | Manual room symbol interpretation / completion allowance; not verified device schedule | A105
Study | 21 | 24 | 5 | 0 | 4 | 0 | 0 | 0 | 1 | 2 | 0 | Manual room symbol interpretation / completion allowance; not verified device schedule | A105
Suite3 | 6 | 44 | 5 | 0 | 4 | 0 | 0 | 0 | 1 | 2 | 0 | Manual room symbol interpretation / completion allowance; not verified device schedule | A105
Suite4 | 6 | 63 | 5 | 0 | 4 | 0 | 0 | 0 | 1 | 2 | 0 | Manual room symbol interpretation / completion allowance; not verified device schedule | A105
Master | 57 | 63 | 5 | 0 | 4 | 0 | 0 | 0 | 1 | 2 | 0 | Manual room symbol interpretation / completion allowance; not verified device schedule | A105
Great room | 32 | 48 | 8 | 0 | 4 | 0 | 0 | 0 | 1 | 2 | 4 | Manual room symbol interpretation / completion allowance; not verified device schedule | A105
Enclosed porch | 35 | 65 | 3 | 4 | 3 | 0 | 0 | 0 | 2 | 3 | 2 | Manual room symbol interpretation / completion allowance; not verified device schedule | A105
Kitchen | 40 | 37 | 0 | 10 | 5 | 0 | 3 | 0 | 0 | 3 | 2 | Manual room symbol interpretation / completion allowance; not verified device schedule | A105
Pantry | 45 | 28 | 0 | 4 | 2 | 0 | 0 | 0 | 0 | 1 | 0 | Manual room symbol interpretation / completion allowance; not verified device schedule | A105
Laundry | 57 | 27 | 0 | 5 | 2 | 0 | 0 | 0 | 0 | 1 | 0 | Manual room symbol interpretation / completion allowance; not verified device schedule | A105
Master bath | 57 | 40 | 0 | 4 | 0 | 2 | 1 | 3 | 0 | 5 | 0 | Manual room symbol interpretation / completion allowance; not verified device schedule | A105
Suite 2 bath | 5 | 34 | 0 | 2 | 0 | 1 | 0 | 1 | 0 | 3 | 0 | Manual room symbol interpretation / completion allowance; not verified device schedule | A105
Suite 3 bath | 5 | 53 | 0 | 2 | 0 | 1 | 0 | 1 | 0 | 3 | 0 | Manual room symbol interpretation / completion allowance; not verified device schedule | A105
Suite 4 bath | 18 | 65 | 0 | 2 | 0 | 1 | 0 | 1 | 0 | 3 | 0 | Manual room symbol interpretation / completion allowance; not verified device schedule | A105
Master closets | 55 | 52 | 1 | 0 | 4 | 0 | 0 | 0 | 0 | 2 | 0 | Manual room symbol interpretation / completion allowance; not verified device schedule | A105
West closets /linen | 11 | 44 | 0 | 0 | 4 | 0 | 0 | 0 | 0 | 4 | 0 | Manual room symbol interpretation / completion allowance; not verified device schedule | A105
Entry/halls/dropoff | 28 | 29 | 5 | 0 | 7 | 1 | 0 | 0 | 0 | 3 | 4 | Manual room symbol interpretation / completion allowance; not verified device schedule | A105
Garage | 50 | 12 | 0 | 7 | 0 | 0 | 0 | 0 | 0 | 2 | 2 | Manual room symbol interpretation / completion allowance; not verified device schedule | A105
Exterior | 62 | 40 | 0 | 9 | 0 | 0 | 0 | 0 | 0 | 3 | 0 | Manual room symbol interpretation / completion allowance; not verified device schedule | A105

## Measurements
Id | Description | Value | Unit | Formula | Source | Basis
Q01 | Conditioned finish area | 3122 | SF | 2867 main +255 enclosed porch; cover total3125 differs3 SF | A101 | Scheduled / conflict
Q02 | Slab footprint | 3797 | SF | Q01+675 garage; covered area not used as slab | A101/A104 | Provisional reconciliation
Q03 | Roof horizontal area | 3912 | SF | A101 total covered area used pending roof polygon/shop schedule | A101/A109 | Provisional
Q04 | Exterior wall perimeter | 278 | LF | 2*(62 ft11 in+70 ft)+12.17 entry/garage returns, rounded | A102B | Measured approximation
Q05 | Interior partitions gross centerline | 392 | LF | West rooms/closets145 +east bath/closets112 +pantry/laundry65 +garage/entry70; openings not deducted for framing | A102B | Measured approximation
Q06 | Interior bearing footing length | 110 | LF | West bearing42 +central42 +east26; review truss bearing | A104 | Measured approximation
Q07 | Window opening area | 266.583 | SF | 18 scheduled windows; see opening register exact area supersedes this initial crosscheck | A102 | Counted/derived
Q08 | Net CMU wall area | 1370.387 | SF | 278*8-exterior door area-65% window area;8 ft CMU assumed | A106/A107 | Provisional
Q09 | Net upper exterior stud band | 1018.696 | SF | 278*4-35% window area;4 ft band assumed | A106/A107 | Provisional

## Openings
Mark | Count | Width Ft | Height Ft | Type | Source | Status
W1 | 1 | 5 | 2 | Impact window | A102 | Counted tags / scheduled type; verify RO
W2 | 4 | 3 | 6 | Impact window | A102 | Counted tags / scheduled type; verify RO
W3 | 2 | 6 | 2 | Impact window | A102 | Counted tags / scheduled type; verify RO
W4 | 4 | 3 | 3 | Impact window | A102 | Counted tags / scheduled type; verify RO
W5 | 1 | 3.0833 | 5 | Impact window | A102 | Counted tags / scheduled type; verify RO
W6 | 2 | 8 | 2 | Impact window | A102 | Counted tags / scheduled type; verify RO
W7 | 1 | 1.8333 | 9 | Impact window | A102 | Counted tags / scheduled type; verify RO
W8 | 1 | 4 | 4 | Impact window | A102 | Counted tags / scheduled type; verify RO
W9 | 2 | 11.1667 | 2 | Impact window | A102 | Counted tags / scheduled type; verify RO
D1 | 1 | 3 | 9 | Exterior | A102/A102B | Size code interpreted; verify RO
D2 | 1 | 6 | 9 | Interior double glass | A102/A102B | Size code interpreted; verify RO
D3 | 1 | 2.6667 | 9 | Interior swing | A102/A102B | Size code interpreted; verify RO
D4 | 1 | 2.6667 | 9 | Interior swing | A102/A102B | Size code interpreted; verify RO
D5 | 1 | 2.6667 | 9 | Interior swing | A102/A102B | Size code interpreted; verify RO
D6 | 1 | 5 | 8 | Closet | A102/A102B | Size code interpreted; verify RO
D7 | 1 | 2.6667 | 9 | Interior swing | A102/A102B | Size code interpreted; verify RO
D8 | 1 | 4 | 8 | Closet | A102/A102B | Size code interpreted; verify RO
D9 | 1 | 4 | 8 | Closet | A102/A102B | Size code interpreted; verify RO
D10 | 1 | 2.6667 | 9 | Interior swing | A102/A102B | Size code interpreted; verify RO
D11 | 1 | 2.6667 | 9 | Exterior | A102/A102B | Size code interpreted; verify RO
D12 | 1 | 2.6667 | 9 | Interior swing | A102/A102B | Size code interpreted; verify RO
D13 | 1 | 16 | 8 | Impact slider | A102/A102B | Size code interpreted; verify RO
D14 | 1 | 23 | 8 | Impact bifold | A102/A102B | Size code interpreted; verify RO
D15 | 1 | 6 | 8 | Impact slider | A102/A102B | Size code interpreted; verify RO
D16 | 1 | 6 | 8 | Impact slider | A102/A102B | Size code interpreted; verify RO
D17 | 1 | 2.6667 | 9 | Interior swing | A102/A102B | Size code interpreted; verify RO
D18 | 1 | 2.6667 | 8 | Pocket | A102/A102B | Size code interpreted; verify RO
D19 | 1 | 2.6667 | 8 | Pocket | A102/A102B | Size code interpreted; verify RO
D20 | 1 | 2.6667 | 8 | Cabinet swing | A102/A102B | Size code interpreted; verify RO
D22 | 1 | 2.6667 | 8 | Rated garage | A102/A102B | Size code interpreted; verify RO
D23 | 1 | 2.6667 | 8 | Interior swing | A102/A102B | Size code interpreted; verify RO
D24 | 1 | 2.6667 | 8 | Exterior | A102/A102B | Size code interpreted; verify RO
D25 | 1 | 4 | 8 | Closet | A102/A102B | Size code interpreted; verify RO
D26 | 1 | 9 | 8 | Garage overhead | A102/A102B | Size code interpreted; verify RO
D27 | 1 | 16 | 8 | Garage overhead | A102/A102B | Size code interpreted; verify RO
D29 | 1 | 2 | 8 | Interior swing | A102/A102B | Size code interpreted; verify RO
D30 | 1 | 4 | 8 | Closet | A102/A102B | Size code interpreted; verify RO
D31 | 1 | 2 | 8 | Interior swing | A102/A102B | Size code interpreted; verify RO
D32 | 1 | 2.6667 | 8 | Interior swing | A102/A102B | Size code interpreted; verify RO
D33 | 1 | 2.6667 | 9 | Pocket | A102/A102B | Size code interpreted; verify RO
D34 | 1 | 1.5 | 8 | Interior swing | A102/A102B | Size code interpreted; verify RO

## RFIs
Id | Priority | Topic | Evidence | Estimate Treatment | Release Requirement
RFI-01 | High | Plumbing fixtures do not reconcile | A102 versus PP101/PP401/PP601: master double lavatory absent from P plan; porch sink tagged LV-02; schedule lists 2 KS but only one clearly routed. | Use A102: 5 bath lavatories + 2 kitchen/porch sinks + 1 laundry sink. Add omitted branches explicitly. | Issue coordinated fixture/rough-in schedule before slab.
RFI-02 | High | Showers, hose bibbs and appliances | PP601 lists 5 SH-01; A102 shows 3 shower enclosures and one tub/shower. P plan has 3 HB; A102 has 5. A102 shows 2 DW and 2 REF. | Carry 5 valve/head sets: 2 master, 1 each guest shower, 1 tub/shower; 3 shower drains; 5 HB; 2 dishwasher connections; 2 ice maker boxes. | Confirm actual shower outlets and appliance list; delete optional second master set if not required.
RFI-03 | High | Domestic water sizes and material family | PG001 material block calls CPVC Sch40 above grade and Type K below; generic notes also mention Type L. PP101/401 calls 2-inch DCW/DHW and 1-1/2 branches. | Retain large drawn diameters. Budget compatible CTS SDR11 water distribution and matching fittings as an estimating substitution ONLY; Type K service. | Engineer confirms hydraulic sizing, hot-water wait time, material/IPS-versus-CTS selection and compatible transitions; repricing required if Sch40 IPS retained.
RFI-04 | High | Vent sizing and missing fixture branches | PP101/401 includes 2-1/2-inch vent labels; guest showers and architectural master lavs lack complete coordinated routing. | Carry drawn 2-1/2 vent mains with 2-inch branch vents; provisional lengths and fittings, no automatic reduction. | Approve coordinated DWV/wet vent layout, roof terminations, cleanouts and site invert.
RFI-05 | High | Air handler schedule empty | MH601 AHU table has headings but no equipment row. MH101 shows one AHU-01. A102 shows two A/C closets. | One 4-ton-class matched AHU, one HP-1; 5k W supplemental heater allowance from A105 legend. | Engineer supplies AHU, heat kit, MCA/MOCP, clearances and matched AHRI data. No second system included.
RFI-06 | High | Heat pump performance inconsistency | MH601 A5HL5048A1000A states 12.15 SEER2; vendor identifies same model as 15.2 SEER2; A110 says minimum 16 SEER. | Budget equipment above generic entry-level pricing; not acceptance of scheduled efficiency. | Confirm energy compliance, matched -system efficiency and equipment model.
RFI-07 | High | Airflow schedule / device classification conflict | MG101 includes a stale Not Placed suite3 row and excludes observed Suite3/porch flows. MH101/401 also has unclassified D-01 at150 CFM. | Retain15 supplies 1530 CFM and9returns1410 CFM plus5 exhaust fan s250 CFM. D-01 carriedseparately asunclassifiedequipment, not countedassupply. MG101 totals1310SA/1275RA differ. | Reconcile room names, all device tags/flows, load calculation, Manual D, outdoor air and pressure balance.
RFI-08 | High | Water heater electrical and capacity | PP601 ENT-55: 4.5k W nominal, 6k W max, MCA31.25, MOCP50; note says dual4500W each max6k W; recovery20.7 labeled GPM. | 55-gallon heater budget; reserved #8 copper / 40A two-pole estimating circuit only; RFI hold. | Verify exact heater nameplate, simultaneous/non-simultaneous elements, branch circuit, capacity and recovery units. Do not buy breaker from this allowance.
RFI-09 | High | Electrical design incomplete | A105 has devices but no circuit numbers, panel schedule, load calculation, service size or utility detail. | Proposed circuit register, 200A service plus 100A subpanel budget; panel-space checks only. Copper throughout. | Licensed electrical designer finalizes load/service sizing, fault rating, protection, wire methods, derating, voltage drop and utility arrangement.
RFI-10 | High | Roof assembly, drainage and parapet geometry | A106/107 TPO over #30 felt/5/8 plywood; slopes but no tapered build-up or manufacturer assembly; A109 shows 7 primary scupper positions, typical overflow. | 3912 SF roof, 7 primary +7 separate overflow scuppers, 7 leaders; separate tapered insulation allowance and membrane upstands. | Provide approved roof assembly/uplift fastening, slopes, tapered takeoff, parapet heights, scupper sizes and site discharge design.
RFI-11 | High | Slab and area reconciliation | A101 2867+255+675=3797 SF vs3125 AC and3912 covered; A1044-inch4000psi fiber vs A1103000psi mesh. | 3797 SF slab plus24 SF stoop; 3122 finish SF;3912 roof.4000psi slab, both mesh and fiber held in base pending clarification. | Architect confirms area schedule and slab reinforcement; deduct unused reinforcement after resolution.
RFI-12 | High | Structural systems and fabrication | A106/107 mixes CMU and18ga5.5-inch steel studs; no steel-truss shop layout or bar bending schedule. | Hybrid budget:8-foot CMU base plus4-foot exterior stud band and3-foot parapet; 24-inch truss spacing equivalent. Quantities provisional. | Engineer confirms wall-by-wall construction and heights, girder/truss schedule, connectors, reinforcement and large-opening headers. Do not fabricate from this estimate.
RFI-13 | High | Ground/civil scope not supplied | Referenced civil continuation and2013 soils report absent. A109 says1500psf soil; A1102000psf. | 70 LF water and70 LF sewer service allowances;6-inch fill only; site grading and storm components provisional. | Obtain current survey/geotech/civil utility inverts, lengths, fees, imported fill and drainage design.
RFI-14 | High | Missing plumbing specification sheet | PG001 index lists8 entries including duplicated PP601; supplied set has7 pages ending PP802. | Read all7 received; no assumption missing specification page was reviewed. | Confirm full current P set and whether duplicate PP601 is an indexing error.
RFI-15 | High | Window/door orders | A102 schedule codes1680 used for both16-foot SGD and1-foot6 swing; D14 2380 implies23-foot bifold; RO/height unverified. | Separate door mark register; impact exterior allowance; no product selections. | Approve opening shop drawings, elevations, egress, glass pressure ratings and hardware.
RFI-16 | High | Condensate and acoustic screen | MP101 sanitary/soakaway vs A110 discharge2feet clear; A102 framed sound fence vs A110 masonry acoustic wall. | 60 ft total condensate/pan piping and soakaway allowance;16 LF framed acoustic screen. | Coordinate approved discharge, traps/check-valve note, maintenance and condenser airflow/sound-screen detail.
RFI-17 | High | Kitchen exhaust / dryer / make-up air | No coordinated hood or dryer routes on MH101 despite appliances on A102. | Two electric cooking stations, two hoods, one dryer; explicit rigid exhaust paths; one makeup-air provision. | Confirm hood CFM, outdoor discharge clearances and whether makeup air/interlock needed.
RFI-18 | High | Finish and energy selections absent | No detailed finish schedule, cabinet elevations or energy report. | Midgrade owner-selection allowances; spray foam quantity provision, not assigned approved R-value. | Approve finishes, cabinet shop drawings, insulation/thermal barrier assembly and energy model.
RFI-19 | High | Pool and outdoor utility interfaces | A102 pool BY OTHERS; no pool power, heater, pad or bonding design. | Pool/screen/deck excluded; no fictitious pool circuit. Water/landscape power interfaces listed. | Pool vendor supplies equipment loads, bond grid and interface scope. Price as separate package.
RFI-20 | High | Generic details include inapplicable commercial systems | MH501/MH502/MH701 and PG001 include surgical-suite, chilledwater, seismic-joint, fire-alarm andmedical-gas template details with out associated residence systems. | Do notcount everygenericdetail asinstalledscope. Carryresidentialequipment/supports/controls only;no BAS,FACP,medicalgasorhydronicplant. | Engineeridentifiesapplicabledetails andcontrols;confirmsductsmokedetection/airflowthresholds andresidentialrequirements.

## Price sources
Id | Title | Url | Checked | Observed | Adopted | Note
EST | Estimator budget rate |  | 2026-10-02 | No supplier quote | Per BOM row | All labor, custom fabrication and unreferenced material rates are judgment allowances for Sarasota; no measured local labor/productivity study.
P01 | Home Depot 4-inch PVC DWV 10-foot stick | https://www.homedepot.com/p/100348477 | 2026-10-02 | $77.13 / 10 ft | 7.713 | Public retail anchor, not Sarasota quote; other diameters estimated.
P02 | Supply House Spears CTS CPVC fittings | https://www.supplyhouse.com/CTS-CPVC-Fittings-18780000 | 2026-10-02 | $0.52 1/2 elbow; $0.87 reducing bushing; $1.85 female adapter | See rows | CTS benchmark only. NOT approval to substitute CTS for scheduled Sch40 IPS.
P03 | Cox Hardware CPVC 10-foot pipe | https://www.coxhardware.com/p-12176-cpvc-schedule-40-pipe-10-foot-sizes.aspx | 2026-10-02 | $7.79 / $10.99 / $19.99 per 10 ft for 1/2, 3/4, 1 inch | 0.80 / 1.10 / 2.00 per ft | Page title says Sch40 but description says SDR11/ASTM D2846. Base estimating family is CTS SDR11, pending RFI; not a matched Sch40 quote.
P04 | Supply House AO Smith HNT-55 | https://www.supplyhouse.com/ProLine-Master-Water-Heaters-25290000 | 2026-10-02 | $1,331.12 | 1400 | 55-gallon 4.5k W analogous model; ENT-55 is scheduled, quote and nameplate needed.
P05 | National Supply Network HOM120PDFC | https://www.nationalsupplynetwork.com/HOM120PDFC-Square-D-Homeline-Plug-On-Neutral-Dual-Function-Breaker | 2026-10-02 | $95.79 | 96 | Benchmark single-pole 20A dual-function; selected panel/breaker family to be coordinated.
P06 | Home Depot 8x8x16 concrete block | https://www.homedepot.com/p/100350252 | 2026-10-02 | $1.98, displayed Des Moines location | 2.65 | Adjusted Sarasota budget, not local stock quote.
P07 | Cooling Direct 4-ton R454B equipment | https://cooling.direct/collections/all/4-ton?sort_by=price-ascending | 2026-10-02 | $4,630 Airtemp 16 SEER2 heat pump; $2,270 B65 air handler | HP 5200; AHU 2600 | Analogous equipment price benchmark, not a Trane matched -system quote.
T01 | Scheduled Trane A5HL5048A1000A | https://hvacdirect.com/4-ton-15-2-seer2-trane-inverter-heat-pump-condenser-r454b-inverter-rt-series-174707.html | 2026-10-02 | Product identifies 15.2 SEER2; price not exposed | No price taken | Technical cross-check; AHRI matched combination still required.
T02 | Loren Cook Gemini | https://lorencook.com/product/gemini/ | 2026-10-02 | GC-100 family | No price taken | Fan budget $350 each; verify 50 CFM at scheduled 0.70 in.w.g. before selection.
T03 | Southwire 12/2 250 ft | https://www.homedepot.com/p/Southwire-250-ft-12-2-Solid-Romex-SIMpull-CU-NM-B-W-G-Wire-28828269/202019375 | 2026-10-02 | Price not exposed | 0.8 | Product/package verification only; adopted wire rate remains EST.
P08 | Supply House Southwire NM-Bcable | https://www.supplyhouse.com/Romex-Cable-NM-B-26361000 | 2026-10-02 | 12/2 $180.99/250 ft;14/2 $124/250 ft | 0.724/0.496 perft | Publicretailbenchmarks;shipping/tax/localavailabilityunconfirmed.
P09 | Supply House18/8 thermostat cable | https://www.supplyhouse.com/Electrical-Wire-20670000/ | 2026-10-02 | $152.73/250 ft | 0.61092 | Adopted250 ftcoil;noverifiedlocalquote.

## Exclusions
Scope | Treatment | Reason
Land, financing and realestate costs | Excluded | Buildcostscopeonly
Pool structure/equipment/heating/bonding/pooldeck/screen | Excluded | A102pool BYOTHERS;separatevendorpackage
Existingbuildingdemolition/hazardousmaterials | Excluded | Noexistingbuildingdemolitionscopeprovided
Deepfoundations,groundwaterdewatering,soilremediationandbulkgradefillabove6 in | Excluded | Noapplicablecurrentgeotech/civilmodel
Offsiteutilityextension/roadcut/municipalcapacityupgrades | Excluded | 70 ftonsiteserviceallowancesonly
Gas/LPsystem,generator,PV,battery,EVcharging | Excluded | Nosystemsdesignprovided;electriccookingassumed
Ceilingfanmotors/blades | Excluded | A105explicitrough-inonly;8fanboxesbudgeted
Networkingactiveelectronics,wholehomesecurity/audio,windowtreatmentsandfurniture | Excluded | Passive Cat6/doorbellallowanceonly
Builderprofit/corporateoverheadmarkup | Excluded | Internal delivery requested;explicitonsitesupervision/adminincluded
Permit / impact / utility fees | 12000 provisionalreserveincluded | Notalocalfeescalculation;replacewithactuals
Initialarchitecturaldesign/landscape/poolspecialtyengineering | Excluded | 4000additional MEP/shopcoordinationreserveandtrussengineeringincluded